## Terms and Conditions
Return to Main Menu |  | Print Menu
| Energy Savings - Payback Calculator |  | V2.50
TERMS OF USE
PLEASE READ THESE TERMS CAREFULLY AS USE OF THIS PROGRAM CONSTITUTES ACCEPTANCE OF THESE TERMS AND CONDITIONS.
This program is offered by Modine Manufacturing Company to you, the user, conditioned upon your acceptance without modification of the terms and conditions set forth herein.
LIMITATION OF LIABILITY
Modine accepts no responsibility for products used improperly. The user is responsible for ensuring that the products ordered are suitable for the needs / applications the products are being purchased for.
Modine intends and uses reasonable efforts to assure that the information contained in this program is accurate and reliable. However, errors may occasionally occur. Modine is not responsible for typographic errors or other inaccuracies in the content and disclaims any warranty of any kind with respect to the information in the program, either express or implied, including, without limitation, warranties of merchantability, fitness for a particular purpose, and noninfringement. Your use of this program is at your own risk.
Information may be modified, updated, or withdrawn without notice. Modine may also make improvements and/or changes in the program at any time without notice. Under no circumstances and under no legal theory shall Modine be liable to you or any other person for any direct, indirect, special, incidental, exemplary, or consequential damages arising from your access to, use of, payments based on, or the information contained in this program.
LINKS TO OTHER SITES
For your convenience and information, Modine periodically provides access other web sites from the program. When you access a non-Modine web site, please understand that it is independent from Modine, and that Modine has no control over the content on that web site, and cannot assume any responsibility for material created or published by such third-party sites. A link to a non-Modine web site does not mean that Modine endorses or accepts any responsibility for the content or use of such web site.
COPYRIGHT
All contents of this program are Copyrighted by Modine Manufacturing Company, 2011. All rights reserved. You may not reverse engineer, decompile, disassemble, or modify any portion of the program or data contained therein. Reproduction, transfer, distribution or storage of part or all of the contents in any form without the prior written permission of Modine is prohibited except in accordance with educational purposes for the promotion of Modine products only. If used for other purposes you must obtain a written consent from Modine Manufacturing Company and include any copyright notice originally included with the contents in all copies.

## Menu
Energy Savings - Payback Calculator
Modine Literature #72-910
Main Menu |  |  | Items of Interest
|  | Go to Calculator |  | Did You Know…
...that these products are integrated into our industry leading software, Breeze™ AccuSpec, with fully automated pricing comparisons?
Get Literature
Looking for Federal, State, or Utility Rebate Incentives?...
www.dsireusa.org is an excellent resource for finding rebate incentives for high efficiency equipment.
Register Program or Send Feedback
Click the picture to go to the website:
Want to Learn About other Modine Products?
|  | Exit Program |  | The name Modine is synonymous with comfort - delivered by our full line of unit heaters and applied products.
Program version 2.50 expires in -4138 days (03/31/2015)
Offered in a variety of fuel sources and configurations, you are assured the perfect heating solution for your specific application.
Check for Program Update
Please be sure to register to receive the latest update when available. Your email address will only be used for communications related to the program and the Effinity93.
Click the picture to go to the website:
|  | Use of this program constitutes acceptance of the program Terms and Conditions. Click the Button to Review the Terms. |  | Like the Utility Savings, but have Capital Constraints?...
Ask us about Ervin Leasing solutions.

## Calculator
|  | Return to Main Menu |  |  | Print Menu |  |  | Save As Menu | *** PROGRAM OUT OF DATE ***
|  |  | Energy Savings - Payback Calculator | [5 empty] | V2.50
PROGRAM NOT CURRENT
| JOB INFORMATION | [6 empty] | ENERGY / FINANCIAL / ENVIRONMENTAL ANALYSIS
| Project Name: | <Enter Project Name Here> | [6 empty] | Building Design Heat Loss (Btu/hr): | 50000
[9 empty] | Fuel Cost per Therm: | 0.9
| Submitted By: | <Enter Your Name Here> |  | Date: | 2026-07-29 |  |  |  |  | Note: If using gas pricing in $/1000 ft3, divide by 10.5 to get approx $/therm.
[9 empty] | Option 1 | Effinity93
| State: | Wisconsin | City: | Milwaukee |  |  |  | Heater Model Number: | PTC260 | BTC260
[8 empty] | Heater Input Rating (each): | 260000 | 260000
| OPERATING PERIOD DATA | [6 empty] | Heater Thermal Efficiency (%): | 80 | 93
[8 empty] | Heater Quantity: | 1 | 1
| MONTHS OF OPERATION: |  | OCCUPIED HOURS OF OPERATION:
[8 empty] | Annual Therms Consumed: | 1613.6673 | 1388.1009
[8 empty] | Annual Fuel Consumption Cost: | 1452.3006 | 1249.2908
[10 empty] | Potential Annual Savings from Effinity93: | 203.0098
| OCCUPIED DAYS PER WEEK | [6 empty] | Heater Equipment Cost (each): | 1500 | 2000
[9 empty] | Energy Efficiency Rebate (if applicable, each): | 0
[8 empty] | Total Heater Equipment Cost: | 1500 | 2000
| UNOCCUPIED OPERATION: |  | INDOOR DESIGN TEMPERATURE: | [6 empty] | Total Equipment Cost Premium for Effinity93: | 500
|  |  |  | °F | °C
| Maintain Setback Temp |  | Occupied: | 65 | 18.3333 |  |  |  |  | Simple Breakeven Years on Investment: | 2.4629
|  |  | Unoccupied: | 55 | 12.7778 |  |  |  |  | 5-Year Gain On Investment: | 515.0488
[10 empty] | 5-Year Return On Investment (ROI): | 103%
| CALCULATED HEATING DEGREE DAYS, HEATING HOURS* | [6 empty] | The use of the Effinity93 in this analysis is the equivalent of:
[10 empty] | CO2 Emissions Avoided (lbs): | 2481
|  |  | Occupied | Unoccupied | Total |  |  |  |  | # of Cars Removed from the Road: | 0.21
|  | Heating Degree Days: | 5818.75 | 887.4 | 6706.15 |  |  |  |  | Urban Trees Planted/Grown for 10 Years: | 29
|  | Heating Hours: | 2240.2188 | 341.649 | 2581.8677 |  |  |  |  | # of Average Homes Gas Consumption: | 0.43443
*Based on average climate data.
Disclaimer: Actual realized savings can vary significantly based on a number of factors, including, but not limited to, changing fuel prices, changes in climate, changes in building use or construction, etc.
Heavy red areas indicate fields that are user entered data.
ENERGY ANALYSIS
Usage Profile - Heating / Temperature
| Time Period Legend: |  |  |  | Job Details:
| T1: 12:00am to 3:59am |  | T4: 12:00pm to 3:59pm |  |  | Location: |  | Milwaukee, Wisconsin |  | Date: | 2026-07-29
| T2: 4:00am to 7:59am |  | T5: 4:00pm to 7:59pm |  |  | Project Name: |  | <Enter Project Name Here>
| T3: 8:00am to 11:59am |  | T6: 8:00pm to 11:59pm |  |  | Submitted By: |  | <Enter Your Name Here> |  | Version: | V2.50
ENERGY ANALYSIS
5-Year Cumulative Fuel Savings Minus Investment Cost
PTCPayback
Job Details:
[6 empty] | Location: |  | Milwaukee, Wisconsin |  | Date: | 2026-07-29
[6 empty] | Project Name: |  | <Enter Project Name Here>
[6 empty] | Submitted By: |  | <Enter Your Name Here> |  | Version: | V2.50
Click for Avg U.S. Gas Prices

## Version (hidden)
Program Version | 2.5
Deployment Date | 2013-01-23
Obsoletion Day | 2015-03-31
42094
Today | 46232
Remaining | -4138
Note: When updating, the hyperlink for registering must be updated as well.
Right click on the button and select edit hyperlink.
Change the version in the hyperlink to the latest version shown above.

## StateSelectionCalcs (hidden)
| StateNames | State Selected: | Wisconsin | State | Station City | StateStationCity | Station
AL | Alabama | City Row Start: | 588 | Alabama | Anniston Metropolitan AP | AlabamaAnniston Metropolitan AP | 722287
AK | Alaska | Number of Cities: | 7 | Alabama | Birmingham | AlabamaBirmingham | 722280
AZ | Arizona | City Selected: | Milwaukee | Alabama | Cairns Field Fort Rucker | AlabamaCairns Field Fort Rucker | 722269
AR | Arkansas | Station: | 726400 | Alabama | Dothan Municipal AP | AlabamaDothan Municipal AP | 722268
CA | California |  |  | Alabama | Gadsen Muni (AWOS) | AlabamaGadsen Muni (AWOS) | 722285
CO | Colorado |  |  | Alabama | Huntsville | AlabamaHuntsville | 723230
CT | Connecticut |  |  | Alabama | Maxwell AFB | AlabamaMaxwell AFB | 722265
DE | Delaware |  |  | Alabama | Mobile | AlabamaMobile | 722230
FL | Florida |  |  | Alabama | Montgomery | AlabamaMontgomery | 722260
GA | Georgia |  |  | Alabama | Muscle Shoals Regional AP | AlabamaMuscle Shoals Regional AP | 723235
HI | Hawaii |  |  | Alabama | Tuscaloosa Municipal AP | AlabamaTuscaloosa Municipal AP | 722286
ID | Idaho |  |  | Alaska | Anchorage | AlaskaAnchorage | 702730
IL | Illinois |  |  | Alaska | Anchorage Merrill Field | AlaskaAnchorage Merrill Field | 702735
IN | Indiana |  |  | Alaska | Bethel | AlaskaBethel | 702190
IA | Iowa |  |  | Alaska | Fairbanks | AlaskaFairbanks | 702610
KS | Kansas |  |  | Alaska | Juneau Int'l AP | AlaskaJuneau Int'l AP | 703810
KY | Kentucky |  |  | Alaska | Kodiak | AlaskaKodiak | 703500
LA | Louisiana |  |  | Arizona | Davis Monthan AFB | ArizonaDavis Monthan AFB | 722745
ME | Maine |  |  | Arizona | Douglas Bisbee-Douglas In | ArizonaDouglas Bisbee-Douglas In | 722735
MD | Maryland |  |  | Arizona | Flagstaff | ArizonaFlagstaff | 723755
MA | Massachusetts |  |  | Arizona | Kingman (AMOS) | ArizonaKingman (AMOS) | 723700
MI | Michigan |  |  | Arizona | Luke AFB | ArizonaLuke AFB | 722785
MN | Minnesota |  |  | Arizona | Page Muni (AMOS) | ArizonaPage Muni (AMOS) | 723710
MS | Mississippi |  |  | Arizona | Phoenix | ArizonaPhoenix | 722780
MO | Missouri |  |  | Arizona | Prescott Love Field | ArizonaPrescott Love Field | 723723
MT | Montana |  |  | Arizona | Safford (AMOS) | ArizonaSafford (AMOS) | 722747
NE | Nebraska |  |  | Arizona | Tucson | ArizonaTucson | 722740
NV | Nevada |  |  | Arizona | Winslow Municipal AP | ArizonaWinslow Municipal AP | 723740
NH | New Hampshire |  |  | Arizona | Yuma Intl AP | ArizonaYuma Intl AP | 722800
NJ | New Jersey |  |  | Arkansas | Batesville (AWOS) | ArkansasBatesville (AWOS) | 723448
NM | New Mexico |  |  | Arkansas | Bentonville (AWOS) | ArkansasBentonville (AWOS) | 723444
NY | New York |  |  | Arkansas | El Dorado Goodwin Field | ArkansasEl Dorado Goodwin Field | 723419
NC | North Carolina |  |  | Arkansas | Fayetteville Drake Field | ArkansasFayetteville Drake Field | 723445
ND | North Dakota |  |  | Arkansas | Flippin (AWOS) | ArkansasFlippin (AWOS) | 723447
OH | Ohio |  |  | Arkansas | Fort Smith | ArkansasFort Smith | 723440
OK | Oklahoma |  |  | Arkansas | Harrison FAA AP | ArkansasHarrison FAA AP | 723446
OR | Oregon |  |  | Arkansas | Jonesboro Municipal | ArkansasJonesboro Municipal | 723407
PA | Pennsylvania |  |  | Arkansas | Little Rock Adams Field | ArkansasLittle Rock Adams Field | 723403
RI | Rhode Island |  |  | Arkansas | Little Rock AFB | ArkansasLittle Rock AFB | 723405
SC | South Carolina |  |  | Arkansas | Pine Bluff FAA AP | ArkansasPine Bluff FAA AP | 723417
SD | South Dakota |  |  | Arkansas | Rogers (AWOS) | ArkansasRogers (AWOS) | 723449
TN | Tennessee |  |  | Arkansas | Stuttgart (AWOS) | ArkansasStuttgart (AWOS) | 723416
TX | Texas |  |  | Arkansas | Texarkana Webb Field | ArkansasTexarkana Webb Field | 723418
UT | Utah |  |  | Arkansas | Walnut Ridge (AWOS) | ArkansasWalnut Ridge (AWOS) | 723406
VT | Vermont |  |  | California | Arcata | CaliforniaArcata | 725945
VA | Virginia |  |  | California | Bakersfield | CaliforniaBakersfield | 723840
WA | Washington |  |  | California | Beale AFB | CaliforniaBeale AFB | 724837
WV | West Virginia |  |  | California | Blue Canyon AP | CaliforniaBlue Canyon AP | 725845
WI | Wisconsin |  |  | California | Blythe Riverside Co AP | CaliforniaBlythe Riverside Co AP | 747188
WY | Wyoming |  |  | California | Burbank-Glendale-Pasadena | CaliforniaBurbank-Glendale-Pasadena | 722880
| CAN - NF |  |  | California | Camp Pendleton Mcas | CaliforniaCamp Pendleton Mcas | 722926
| CAN - AB |  |  | California | Daggett | CaliforniaDaggett | 723815
| CAN - BC |  |  | California | Edwards AFB | CaliforniaEdwards AFB | 723810
| CAN - MB |  |  | California | Fresno | CaliforniaFresno | 723890
| CAN - NB |  |  | California | Imperial | CaliforniaImperial | 747185
| CAN - NS |  |  | California | Lancaster Gen Wm Fox Fiel | CaliforniaLancaster Gen Wm Fox Fiel | 723816
| CAN - ON |  |  | California | Lemoore Reeves Nas | CaliforniaLemoore Reeves Nas | 747020
| CAN - PE |  |  | California | Long Beach | CaliforniaLong Beach | 722970
| CAN - PQ |  |  | California | Los Angeles | CaliforniaLos Angeles | 722950
| CAN - SK |  |  | California | March AFB | CaliforniaMarch AFB | 722860
|  |  |  | California | Mountain View Moffett Fld | CaliforniaMountain View Moffett Fld | 745090
|  |  |  | California | Oakland Metropolitan AP | CaliforniaOakland Metropolitan AP | 724930
|  |  |  | California | Palm Springs Thermal AP | CaliforniaPalm Springs Thermal AP | 747187
|  |  |  | California | Paso Robles Municipal AP | CaliforniaPaso Robles Municipal AP | 723965
|  |  |  | California | Point Mugu Nf | CaliforniaPoint Mugu Nf | 723910
|  |  |  | California | Red Bluff Municipal AP | CaliforniaRed Bluff Municipal AP | 725910
|  |  |  | California | Redding Municipal AP | CaliforniaRedding Municipal AP | 725920
|  |  |  | California | Sacramento | CaliforniaSacramento | 724830
|  |  |  | California | Sacramento Metropolitan A | CaliforniaSacramento Metropolitan A | 724839
|  |  |  | California | Salinas Municipal AP | CaliforniaSalinas Municipal AP | 724917
|  |  |  | California | San Diego | CaliforniaSan Diego | 722900
|  |  |  | California | San Diego Miramar Nas | CaliforniaSan Diego Miramar Nas | 722930
|  |  |  | California | San Diego North Island Na | CaliforniaSan Diego North Island Na | 722906
|  |  |  | California | San Francisco | CaliforniaSan Francisco | 724940
|  |  |  | California | San Jose Intl AP | CaliforniaSan Jose Intl AP | 724945
|  |  |  | California | San Luis Obispo | CaliforniaSan Luis Obispo | 722897
|  |  |  | California | Sandberg | CaliforniaSandberg | 723830
|  |  |  | California | Santa Barbara Municipal A | CaliforniaSanta Barbara Municipal A | 723925
|  |  |  | California | Stockton Metropolitan AP | CaliforniaStockton Metropolitan AP | 724920
|  |  |  | California | Travis Field AFB | CaliforniaTravis Field AFB | 745160
|  |  |  | California | Ukiah Municipal AP | CaliforniaUkiah Municipal AP | 725905
|  |  |  | California | Visalia Muni (AWOS) | CaliforniaVisalia Muni (AWOS) | 723896
|  |  |  | CAN - AB | Calgary Int'l | CAN - ABCalgary Int'l | 718770
|  |  |  | CAN - AB | Edmonton Stony Plain | CAN - ABEdmonton Stony Plain | 711230
|  |  |  | CAN - BC | Prince George | CAN - BCPrince George | 718960
|  |  |  | CAN - BC | Vancouver Int'l | CAN - BCVancouver Int'l | 718920
|  |  |  | CAN - MB | Winnipeg Int'l | CAN - MBWinnipeg Int'l | 718520
|  |  |  | CAN - NB | Saint John | CAN - NBSaint John | 716090
|  |  |  | CAN - NF | St John's | CAN - NFSt John's | 718010
|  |  |  | CAN - NS | Sydney | CAN - NSSydney | 717070
|  |  |  | CAN - ON | Ottawa Int'l | CAN - ONOttawa Int'l | 716280
|  |  |  | CAN - ON | Thunder Bay | CAN - ONThunder Bay | 717490
|  |  |  | CAN - ON | Toronto Int'l | CAN - ONToronto Int'l | 716240
|  |  |  | CAN - PE | Charlottetown CDA | CAN - PECharlottetown CDA | 717060
|  |  |  | CAN - PQ | Montreal Int'l | CAN - PQMontreal Int'l | 716270
|  |  |  | CAN - PQ | Montreal Jean Brebeuf | CAN - PQMontreal Jean Brebeuf | 71612
|  |  |  | CAN - PQ | Montreal Mirabel | CAN - PQMontreal Mirabel | 716278
|  |  |  | CAN - PQ | Quebec City | CAN - PQQuebec City | 717080
|  |  |  | CAN - PQ | Sherbrooke | CAN - PQSherbrooke | 716100
|  |  |  | CAN - SK | Regina | CAN - SKRegina | 718630
|  |  |  | CAN - SK | Saskatoon | CAN - SKSaskatoon | 718660
|  |  |  | Colorado | Akron Washington Co AP | ColoradoAkron Washington Co AP | 724698
|  |  |  | Colorado | Alamosa | ColoradoAlamosa | 724620
|  |  |  | Colorado | Aurora Buckley Field Angb | ColoradoAurora Buckley Field Angb | 724695
|  |  |  | Colorado | Colorado Sprgs | ColoradoColorado Sprgs | 724660
|  |  |  | Colorado | Craig-Moffat (AMOS) | ColoradoCraig-Moffat (AMOS) | 725700
|  |  |  | Colorado | Denver/Centennial | ColoradoDenver/Centennial | 724666
|  |  |  | Colorado | Eagle | ColoradoEagle | 724675
|  |  |  | Colorado | Fort Collins (AWOS) | ColoradoFort Collins (AWOS) | 724769
|  |  |  | Colorado | Grand Junction | ColoradoGrand Junction | 724760
|  |  |  | Colorado | Hayden/Yampa (AWOS) | ColoradoHayden/Yampa (AWOS) | 725715
|  |  |  | Colorado | La Junta Municipal AP | ColoradoLa Junta Municipal AP | 724635
|  |  |  | Colorado | Limon | ColoradoLimon | 724665
|  |  |  | Colorado | Pueblo | ColoradoPueblo | 724640
|  |  |  | Colorado | Trinidad Las Animas Count | ColoradoTrinidad Las Animas Count | 724645
|  |  |  | Connecticut | Bridgeport | ConnecticutBridgeport | 725040
|  |  |  | Connecticut | Hartford | ConnecticutHartford | 725080
|  |  |  | Delaware | Dover AFB | DelawareDover AFB | 724088
|  |  |  | Delaware | Wilmington | DelawareWilmington | 724089
|  |  |  | Florida | Crestview Bob Sikes AP | FloridaCrestview Bob Sikes AP | 722215
|  |  |  | Florida | Daytona Beach | FloridaDaytona Beach | 722056
|  |  |  | Florida | Fort Lauderdale Hollywood | FloridaFort Lauderdale Hollywood | 722025
|  |  |  | Florida | Fort Myers Page Field | FloridaFort Myers Page Field | 722106
|  |  |  | Florida | Ft Myers/Sw Florida | FloridaFt Myers/Sw Florida | 722108
|  |  |  | Florida | Gainesville Regional AP | FloridaGainesville Regional AP | 722146
|  |  |  | Florida | Homestead AFB | FloridaHomestead AFB | 722026
|  |  |  | Florida | Jacksonville | FloridaJacksonville | 722060
|  |  |  | Florida | Jacksonville/Craig | FloridaJacksonville/Craig | 722068
|  |  |  | Florida | Key West | FloridaKey West | 722010
|  |  |  | Florida | Macdill AFB | FloridaMacdill AFB | 747880
|  |  |  | Florida | Mayport Ns | FloridaMayport Ns | 722066
|  |  |  | Florida | Melbourne Regional AP | FloridaMelbourne Regional AP | 722040
|  |  |  | Florida | Miami | FloridaMiami | 722020
|  |  |  | Florida | Miami/Kendall-Tamia | FloridaMiami/Kendall-Tamia | 722029
|  |  |  | Florida | Orlando Intl AP | FloridaOrlando Intl AP | 722050
|  |  |  | Florida | Pensacola Forest Sherman | FloridaPensacola Forest Sherman | 722225
|  |  |  | Florida | Pensacola Regional AP | FloridaPensacola Regional AP | 722223
|  |  |  | Florida | Saint Petersburg | FloridaSaint Petersburg | 722116
|  |  |  | Florida | Sarasota-Bradenton | FloridaSarasota-Bradenton | 722115
|  |  |  | Florida | Tallahassee | FloridaTallahassee | 722140
|  |  |  | Florida | Tampa | FloridaTampa | 722110
|  |  |  | Florida | Tyndall AFB | FloridaTyndall AFB | 747750
|  |  |  | Florida | Valparaiso Elgin AFB | FloridaValparaiso Elgin AFB | 722210
|  |  |  | Florida | Valparaiso Hurlburt | FloridaValparaiso Hurlburt | 747770
|  |  |  | Florida | Vero Beach Municipal AP | FloridaVero Beach Municipal AP | 722045
|  |  |  | Florida | W Palm Beach | FloridaW Palm Beach | 722030
|  |  |  | Georgia | Albany Dougherty County A | GeorgiaAlbany Dougherty County A | 722160
|  |  |  | Georgia | Athens | GeorgiaAthens | 723110
|  |  |  | Georgia | Atlanta | GeorgiaAtlanta | 722190
|  |  |  | Georgia | Atlanta/Fulton Co. | GeorgiaAtlanta/Fulton Co. | 722195
|  |  |  | Georgia | Augusta | GeorgiaAugusta | 722180
|  |  |  | Georgia | Brunswick Malcolm Mckinno | GeorgiaBrunswick Malcolm Mckinno | 722137
|  |  |  | Georgia | Columbus | GeorgiaColumbus | 722255
|  |  |  | Georgia | Fort Benning Lawson | GeorgiaFort Benning Lawson | 722250
|  |  |  | Georgia | Hunter (AAF) | GeorgiaHunter (AAF) | 747804
|  |  |  | Georgia | Macon | GeorgiaMacon | 722170
|  |  |  | Georgia | Marietta Dobbins AFB | GeorgiaMarietta Dobbins AFB | 722270
|  |  |  | Georgia | Moody AFB/Valdosta | GeorgiaMoody AFB/Valdosta | 747810
|  |  |  | Georgia | Rome R B Russell AP | GeorgiaRome R B Russell AP | 723200
|  |  |  | Georgia | Savannah | GeorgiaSavannah | 722070
|  |  |  | Georgia | Valdosta Wb Airport | GeorgiaValdosta Wb Airport | 722166
|  |  |  | Georgia | Warner Robins AFB | GeorgiaWarner Robins AFB | 722175
|  |  |  | Hawaii | Barbers Point Nas | HawaiiBarbers Point Nas | 911780
|  |  |  | Hawaii | Hilo | HawaiiHilo | 912850
|  |  |  | Hawaii | Honolulu | HawaiiHonolulu | 911820
|  |  |  | Hawaii | Kahului | HawaiiKahului | 911900
|  |  |  | Hawaii | Kaneohe Bay Mcas | HawaiiKaneohe Bay Mcas | 911760
|  |  |  | Hawaii | Lihue | HawaiiLihue | 911650
|  |  |  | Hawaii | Molokai (AMOS) | HawaiiMolokai (AMOS) | 911860
|  |  |  | Idaho | Boise | IdahoBoise | 726810
|  |  |  | Idaho | Burley Municipal AP | IdahoBurley Municipal AP | 725867
|  |  |  | Idaho | Coeur D'Alene (AWOS) | IdahoCoeur D'Alene (AWOS) | 727834
|  |  |  | Idaho | Idaho Falls Fanning Field | IdahoIdaho Falls Fanning Field | 725785
|  |  |  | Idaho | Lewiston Nez Perce Cnty A | IdahoLewiston Nez Perce Cnty A | 727830
|  |  |  | Idaho | Mountain Home AFB | IdahoMountain Home AFB | 726815
|  |  |  | Idaho | Pocatello | IdahoPocatello | 725780
|  |  |  | Illinois | Champaign/Urbana | IllinoisChampaign/Urbana | 725315
|  |  |  | Illinois | Chicago | IllinoisChicago | 725300
|  |  |  | Illinois | Chicago Midway AP | IllinoisChicago Midway AP | 725340
|  |  |  | Illinois | Decatur Airport | IllinoisDecatur Airport | 725316
|  |  |  | Illinois | Moline | IllinoisMoline | 725440
|  |  |  | Illinois | Mount Vernon (AWOS) | IllinoisMount Vernon (AWOS) | 724335
|  |  |  | Illinois | Peoria | IllinoisPeoria | 725320
|  |  |  | Illinois | Quincy Muni Baldwin Fld | IllinoisQuincy Muni Baldwin Fld | 724396
|  |  |  | Illinois | Rockford | IllinoisRockford | 725430
|  |  |  | Illinois | Springfield | IllinoisSpringfield | 724390
|  |  |  | Illinois | Sterling Rockfalls | IllinoisSterling Rockfalls | 725326
|  |  |  | Illinois | W. Chicago/Du Page | IllinoisW. Chicago/Du Page | 725305
|  |  |  | Indiana | Evansville | IndianaEvansville | 724320
|  |  |  | Indiana | Fort Wayne | IndianaFort Wayne | 725330
|  |  |  | Indiana | Grissom AFB/Peru | IndianaGrissom AFB/Peru | 725335
|  |  |  | Indiana | Indianapolis | IndianaIndianapolis | 724380
|  |  |  | Indiana | Lafayette Purdue Univ AP | IndianaLafayette Purdue Univ AP | 724386
|  |  |  | Indiana | South Bend | IndianaSouth Bend | 725350
|  |  |  | Indiana | Terre Haute Hulman Region | IndianaTerre Haute Hulman Region | 724373
|  |  |  | Iowa | Burlington Municipal AP | IowaBurlington Municipal AP | 725455
|  |  |  | Iowa | Cedar Rapids Municipal AP | IowaCedar Rapids Municipal AP | 725450
|  |  |  | Iowa | Clinton Muni (AWOS) | IowaClinton Muni (AWOS) | 725473
|  |  |  | Iowa | Des Moines | IowaDes Moines | 725460
|  |  |  | Iowa | Dubuque Regional AP | IowaDubuque Regional AP | 725470
|  |  |  | Iowa | Fort Dodge (AWOS) | IowaFort Dodge (AWOS) | 725490
|  |  |  | Iowa | Mason City | IowaMason City | 725485
|  |  |  | Iowa | Ottumwa Industrial AP | IowaOttumwa Industrial AP | 725465
|  |  |  | Iowa | Sioux City | IowaSioux City | 725570
|  |  |  | Iowa | Spencer | IowaSpencer | 726500
|  |  |  | Iowa | Waterloo | IowaWaterloo | 725480
|  |  |  | Kansas | Concordia Blosser Muni AP | KansasConcordia Blosser Muni AP | 724580
|  |  |  | Kansas | Dodge City | KansasDodge City | 724510
|  |  |  | Kansas | Fort Riley Marshall AAF | KansasFort Riley Marshall AAF | 724550
|  |  |  | Kansas | Garden City Municipal AP | KansasGarden City Municipal AP | 724515
|  |  |  | Kansas | Goodland | KansasGoodland | 724650
|  |  |  | Kansas | Great Bend (AWOS) | KansasGreat Bend (AWOS) | 724517
|  |  |  | Kansas | Hays Muni (AWOS) | KansasHays Muni (AWOS) | 724518
|  |  |  | Kansas | Liberal Muni (AWOS) | KansasLiberal Muni (AWOS) | 724516
|  |  |  | Kansas | Mcconnell AFB | KansasMcconnell AFB | 724505
|  |  |  | Kansas | Russell Municipal AP | KansasRussell Municipal AP | 724585
|  |  |  | Kansas | Salina Municipal AP | KansasSalina Municipal AP | 724586
|  |  |  | Kansas | Topeka | KansasTopeka | 724560
|  |  |  | Kansas | Topeka Forbes Field | KansasTopeka Forbes Field | 724565
|  |  |  | Kansas | Wichita | KansasWichita | 724500
|  |  |  | Kentucky | Bowling Green Warren Co A | KentuckyBowling Green Warren Co A | 746716
|  |  |  | Kentucky | Covington (Cin) | KentuckyCovington (Cin) | 724210
|  |  |  | Kentucky | Fort Knox Godman AAF | KentuckyFort Knox Godman AAF | 724240
|  |  |  | Kentucky | Jackson Julian Carroll AP | KentuckyJackson Julian Carroll AP | 724236
|  |  |  | Kentucky | Lexington | KentuckyLexington | 724220
|  |  |  | Kentucky | Louisville | KentuckyLouisville | 724230
|  |  |  | Kentucky | Louisville Bowman Field | KentuckyLouisville Bowman Field | 724235
|  |  |  | Kentucky | Paducah Barkley Regional | KentuckyPaducah Barkley Regional | 724350
|  |  |  | Louisiana | Barksdale AFB | LouisianaBarksdale AFB | 722485
|  |  |  | Louisiana | Baton Rouge | LouisianaBaton Rouge | 722317
|  |  |  | Louisiana | England AFB | LouisianaEngland AFB | 747540
|  |  |  | Louisiana | Fort Polk AAF | LouisianaFort Polk AAF | 722390
|  |  |  | Louisiana | Lafayette Regional AP | LouisianaLafayette Regional AP | 722405
|  |  |  | Louisiana | Lake Charles | LouisianaLake Charles | 722400
|  |  |  | Louisiana | Monroe Regional AP | LouisianaMonroe Regional AP | 722486
|  |  |  | Louisiana | New Orleans | LouisianaNew Orleans | 722310
|  |  |  | Louisiana | Shreveport | LouisianaShreveport | 722480
|  |  |  | Maine | Augusta Airport | MaineAugusta Airport | 726185
|  |  |  | Maine | Bangor International AP | MaineBangor International AP | 726088
|  |  |  | Maine | Brunswick Nas | MaineBrunswick Nas | 743920
|  |  |  | Maine | Houlton Intl AP | MaineHoulton Intl AP | 727033
|  |  |  | Maine | Portland | MainePortland | 726060
|  |  |  | Maryland | Andrews AFB | MarylandAndrews AFB | 745940
|  |  |  | Maryland | Baltimore | MarylandBaltimore | 724060
|  |  |  | Maryland | Patuxent River Nas | MarylandPatuxent River Nas | 724040
|  |  |  | Maryland | Salisbury Wicomico Co AP | MarylandSalisbury Wicomico Co AP | 724045
|  |  |  | Massachusetts | Boston | MassachusettsBoston | 725090
|  |  |  | Massachusetts | Otis Angb | MassachusettsOtis Angb | 725060
|  |  |  | Massachusetts | Provincetown (AWOS) | MassachusettsProvincetown (AWOS) | 725073
|  |  |  | Massachusetts | Worchester | MassachusettsWorchester | 725095
|  |  |  | Michigan | Alpena | MichiganAlpena | 726390
|  |  |  | Michigan | Chippewa Int'l (AWOS) | MichiganChippewa Int'l (AWOS) | 727344
|  |  |  | Michigan | Detroit City Airport | MichiganDetroit City Airport | 725375
|  |  |  | Michigan | Detroit Metro AP | MichiganDetroit Metro AP | 725370
|  |  |  | Michigan | Escanaba (AWOS) | MichiganEscanaba (AWOS) | 726480
|  |  |  | Michigan | Flint | MichiganFlint | 726370
|  |  |  | Michigan | Grand Rapids | MichiganGrand Rapids | 726350
|  |  |  | Michigan | Hancock Houghton Co AP | MichiganHancock Houghton Co AP | 727440
|  |  |  | Michigan | Houghton Lake | MichiganHoughton Lake | 726380
|  |  |  | Michigan | Ironwood (AWOS) | MichiganIronwood (AWOS) | 727445
|  |  |  | Michigan | Jackson Reynolds Field | MichiganJackson Reynolds Field | 725395
|  |  |  | Michigan | Lansing | MichiganLansing | 725390
|  |  |  | Michigan | Manistee (AWOS) | MichiganManistee (AWOS) | 726385
|  |  |  | Michigan | Mount Clemens Selfridge F | MichiganMount Clemens Selfridge F | 725377
|  |  |  | Michigan | Muskegon | MichiganMuskegon | 726360
|  |  |  | Michigan | Oscoda Wurtsmith AFB | MichiganOscoda Wurtsmith AFB | 726395
|  |  |  | Michigan | Pellston Emmet County AP | MichiganPellston Emmet County AP | 727347
|  |  |  | Michigan | Pontiac-Oakland | MichiganPontiac-Oakland | 726375
|  |  |  | Michigan | Saginaw Tri City Intl AP | MichiganSaginaw Tri City Intl AP | 726379
|  |  |  | Michigan | Sault Ste.Marie | MichiganSault Ste.Marie | 727340
|  |  |  | Michigan | Traverse City | MichiganTraverse City | 726387
|  |  |  | Minnesota | Albert Lea (AWOS) | MinnesotaAlbert Lea (AWOS) | 726589
|  |  |  | Minnesota | Alexandria Municipal AP | MinnesotaAlexandria Municipal AP | 726557
|  |  |  | Minnesota | Bemidji Municipal | MinnesotaBemidji Municipal | 727550
|  |  |  | Minnesota | Cloquet (AWOS) | MinnesotaCloquet (AWOS) | 726558
|  |  |  | Minnesota | Crookston Muni Fld | MinnesotaCrookston Muni Fld | 727452
|  |  |  | Minnesota | Duluth | MinnesotaDuluth | 727450
|  |  |  | Minnesota | Ely Muni (AWOS) | MinnesotaEly Muni (AWOS) | 727459
|  |  |  | Minnesota | Eveleth Muni (AWOS) | MinnesotaEveleth Muni (AWOS) | 727474
|  |  |  | Minnesota | Faribault Muni AWOS | MinnesotaFaribault Muni AWOS | 726563
|  |  |  | Minnesota | Fergus Falls (AWOS) | MinnesotaFergus Falls (AWOS) | 726560
|  |  |  | Minnesota | Grand Rapids (AWOS) | MinnesotaGrand Rapids (AWOS) | 727458
|  |  |  | Minnesota | Hibbing Chisholm-Hibbing | MinnesotaHibbing Chisholm-Hibbing | 727455
|  |  |  | Minnesota | International Falls | MinnesotaInternational Falls | 727470
|  |  |  | Minnesota | Litchfield Muni | MinnesotaLitchfield Muni | 726583
|  |  |  | Minnesota | Little Falls (AWOS) | MinnesotaLittle Falls (AWOS) | 726578
|  |  |  | Minnesota | Mankato (AWOS) | MinnesotaMankato (AWOS) | 726585
|  |  |  | Minnesota | Minneapolis/St.Paul | MinnesotaMinneapolis/St.Paul | 726580
|  |  |  | Minnesota | Morris Muni (AWOS) | MinnesotaMorris Muni (AWOS) | 726565
|  |  |  | Minnesota | New Ulm Muni (AWOS) | MinnesotaNew Ulm Muni (AWOS) | 726567
|  |  |  | Minnesota | Owatonna (AWOS) | MinnesotaOwatonna (AWOS) | 726568
|  |  |  | Minnesota | Pipestone (AWOS) | MinnesotaPipestone (AWOS) | 726566
|  |  |  | Minnesota | Redwood Falls Muni | MinnesotaRedwood Falls Muni | 726556
|  |  |  | Minnesota | Rochester | MinnesotaRochester | 726440
|  |  |  | Minnesota | Roseau Muni (AWOS) | MinnesotaRoseau Muni (AWOS) | 727477
|  |  |  | Minnesota | Thief River (AWOS) | MinnesotaThief River (AWOS) | 727555
|  |  |  | Minnesota | Wheaton Ndb (AWOS) | MinnesotaWheaton Ndb (AWOS) | 727533
|  |  |  | Minnesota | Willmar | MinnesotaWillmar | 726576
|  |  |  | Minnesota | Winona Muni (AWOS) | MinnesotaWinona Muni (AWOS) | 726588
|  |  |  | Minnesota | Worthington (AWOS) | MinnesotaWorthington (AWOS) | 726587
|  |  |  | Mississippi | Columbus AFB | MississippiColumbus AFB | 723306
|  |  |  | Mississippi | Columbus Golden Triangle | MississippiColumbus Golden Triangle | 723307
|  |  |  | Mississippi | Greenwood Leflore AP | MississippiGreenwood Leflore AP | 722359
|  |  |  | Mississippi | Jackson | MississippiJackson | 722350
|  |  |  | Mississippi | Keesler AFB | MississippiKeesler AFB | 747686
|  |  |  | Mississippi | Mccomb Pike County AP | MississippiMccomb Pike County AP | 722358
|  |  |  | Mississippi | Meridian | MississippiMeridian | 722340
|  |  |  | Mississippi | Meridian Naas | MississippiMeridian Naas | 722345
|  |  |  | Mississippi | Pine Belt Rgnl AWOS | MississippiPine Belt Rgnl AWOS | 722348
|  |  |  | Mississippi | Tupelo C D Lemons AP | MississippiTupelo C D Lemons AP | 723320
|  |  |  | Missouri | Cape Girardeau Municipal | MissouriCape Girardeau Municipal | 723489
|  |  |  | Missouri | Columbia | MissouriColumbia | 724450
|  |  |  | Missouri | Joplin Municipal AP | MissouriJoplin Municipal AP | 723495
|  |  |  | Missouri | Kaiser Mem (AWOS) | MissouriKaiser Mem (AWOS) | 724459
|  |  |  | Missouri | Kansas City | MissouriKansas City | 724460
|  |  |  | Missouri | Kansas City Downtown AP | MissouriKansas City Downtown AP | 724463
|  |  |  | Missouri | Kirksville Regional AP | MissouriKirksville Regional AP | 724455
|  |  |  | Missouri | Poplar Bluff (AMOS) | MissouriPoplar Bluff (AMOS) | 723300
|  |  |  | Missouri | Springfield | MissouriSpringfield | 724400
|  |  |  | Missouri | St Louis Spirit Of St Lou | MissouriSt Louis Spirit Of St Lou | 724345
|  |  |  | Missouri | St. Louis | MissouriSt. Louis | 724340
|  |  |  | Missouri | Whiteman AFB | MissouriWhiteman AFB | 724467
|  |  |  | Montana | Billings | MontanaBillings | 726770
|  |  |  | Montana | Bozeman Gallatin Field | MontanaBozeman Gallatin Field | 726797
|  |  |  | Montana | Butte Bert Mooney AP | MontanaButte Bert Mooney AP | 726785
|  |  |  | Montana | Cut Bank | MontanaCut Bank | 727796
|  |  |  | Montana | Glasgow | MontanaGlasgow | 727680
|  |  |  | Montana | Glendive (AWOS) | MontanaGlendive (AWOS) | 726676
|  |  |  | Montana | Great Falls | MontanaGreat Falls | 727750
|  |  |  | Montana | Havre City-County AP | MontanaHavre City-County AP | 727770
|  |  |  | Montana | Helena | MontanaHelena | 727720
|  |  |  | Montana | Kalispell | MontanaKalispell | 727790
|  |  |  | Montana | Lewistown | MontanaLewistown | 726776
|  |  |  | Montana | Miles City Municipal AP | MontanaMiles City Municipal AP | 742300
|  |  |  | Montana | Missoula | MontanaMissoula | 727730
|  |  |  | Montana | Sidney-Richland | MontanaSidney-Richland | 727687
|  |  |  | Nebraska | Bellevue Offutt AFB | NebraskaBellevue Offutt AFB | 725540
|  |  |  | Nebraska | Columbus Muni (AWOS) | NebraskaColumbus Muni (AWOS) | 725565
|  |  |  | Nebraska | Grand Island | NebraskaGrand Island | 725520
|  |  |  | Nebraska | Kearney Muni (AWOS) | NebraskaKearney Muni (AWOS) | 725526
|  |  |  | Nebraska | Lincoln Municipal AP | NebraskaLincoln Municipal AP | 725510
|  |  |  | Nebraska | Norfolk | NebraskaNorfolk | 725560
|  |  |  | Nebraska | North Platte | NebraskaNorth Platte | 725620
|  |  |  | Nebraska | Omaha | NebraskaOmaha | 725530
|  |  |  | Nebraska | Omaha Eppley Airfield | NebraskaOmaha Eppley Airfield | 725500
|  |  |  | Nebraska | Scottsbluff | NebraskaScottsbluff | 725660
|  |  |  | Nebraska | Sidney Municipal AP | NebraskaSidney Municipal AP | 725610
|  |  |  | Nebraska | Valentine Miller Field | NebraskaValentine Miller Field | 725670
|  |  |  | Nevada | Elko | NevadaElko | 725825
|  |  |  | Nevada | Ely | NevadaEly | 724860
|  |  |  | Nevada | Fallon Naas | NevadaFallon Naas | 724885
|  |  |  | Nevada | Las Vegas | NevadaLas Vegas | 723860
|  |  |  | Nevada | Lovelock Derby Field | NevadaLovelock Derby Field | 725805
|  |  |  | Nevada | Nellis AFB | NevadaNellis AFB | 723865
|  |  |  | Nevada | Reno | NevadaReno | 724880
|  |  |  | Nevada | Tonopah | NevadaTonopah | 724855
|  |  |  | Nevada | Winnemucca | NevadaWinnemucca | 725830
|  |  |  | New Hampshire | Concord | New HampshireConcord | 726050
|  |  |  | New Hampshire | Lebanon Municipal | New HampshireLebanon Municipal | 726116
|  |  |  | New Hampshire | Manchester Airport | New HampshireManchester Airport | 743945
|  |  |  | New Hampshire | Mount Washington | New HampshireMount Washington | 726130
|  |  |  | New Hampshire | Pease AFB/Portsmout | New HampshirePease AFB/Portsmout | 726055
|  |  |  | New Jersey | Atlantic City | New JerseyAtlantic City | 724070
|  |  |  | New Jersey | Mcguire AFB | New JerseyMcguire AFB | 724096
|  |  |  | New Jersey | Millville Municipal AP | New JerseyMillville Municipal AP | 724075
|  |  |  | New Jersey | Newark | New JerseyNewark | 725020
|  |  |  | New Jersey | Teterboro Airport | New JerseyTeterboro Airport | 725025
|  |  |  | New Mexico | Albuquerque | New MexicoAlbuquerque | 723650
|  |  |  | New Mexico | Carlsbad Cavern City Air | New MexicoCarlsbad Cavern City Air | 722687
|  |  |  | New Mexico | Clayton Municipal Airpark | New MexicoClayton Municipal Airpark | 723600
|  |  |  | New Mexico | Clovis Cannon AFB | New MexicoClovis Cannon AFB | 722686
|  |  |  | New Mexico | Farmington Four Corners R | New MexicoFarmington Four Corners R | 723658
|  |  |  | New Mexico | Gallup Sen Clarke Fld | New MexicoGallup Sen Clarke Fld | 723627
|  |  |  | New Mexico | Holloman AFB | New MexicoHolloman AFB | 747320
|  |  |  | New Mexico | Roswell Industrial Air Pa | New MexicoRoswell Industrial Air Pa | 722680
|  |  |  | New Mexico | Taos Muni AP (AWOS) | New MexicoTaos Muni AP (AWOS) | 723663
|  |  |  | New Mexico | Truth Or Consequences Mun | New MexicoTruth Or Consequences Mun | 722710
|  |  |  | New Mexico | Tucumcari | New MexicoTucumcari | 723676
|  |  |  | New York | Albany | New YorkAlbany | 725180
|  |  |  | New York | Binghamton | New YorkBinghamton | 725150
|  |  |  | New York | Buffalo | New YorkBuffalo | 725280
|  |  |  | New York | Elmira Corning Regional A | New YorkElmira Corning Regional A | 725156
|  |  |  | New York | Fort Drum/Wheeler | New YorkFort Drum/Wheeler | 743700
|  |  |  | New York | Glens Falls AP | New YorkGlens Falls AP | 725185
|  |  |  | New York | Islip Long Isl Macarthur | New YorkIslip Long Isl Macarthur | 725035
|  |  |  | New York | Jamestown (AWOS) | New YorkJamestown (AWOS) | 725235
|  |  |  | New York | Massena AP | New YorkMassena AP | 726223
|  |  |  | New York | New York J F Kennedy Int' | New YorkNew York J F Kennedy Int' | 744860
|  |  |  | New York | New York Laguardia AP | New YorkNew York Laguardia AP | 725030
|  |  |  | New York | Niagara Falls Af | New YorkNiagara Falls Af | 725287
|  |  |  | New York | Poughkeepsie Dutchess Co | New YorkPoughkeepsie Dutchess Co | 725036
|  |  |  | New York | Rochester | New YorkRochester | 725290
|  |  |  | New York | Stewart Field | New YorkStewart Field | 725038
|  |  |  | New York | Syracuse | New YorkSyracuse | 725190
|  |  |  | New York | Utica Oneida County AP | New YorkUtica Oneida County AP | 725197
|  |  |  | New York | Watertown AP | New YorkWatertown AP | 726227
|  |  |  | New York | White Plains Westchester | New YorkWhite Plains Westchester | 725037
|  |  |  | North Carolina | Asheville | North CarolinaAsheville | 723150
|  |  |  | North Carolina | Cape Hatteras | North CarolinaCape Hatteras | 723040
|  |  |  | North Carolina | Charlotte | North CarolinaCharlotte | 723140
|  |  |  | North Carolina | Cherry Point Mcas | North CarolinaCherry Point Mcas | 723090
|  |  |  | North Carolina | Fayetteville Pope AFB | North CarolinaFayetteville Pope AFB | 723030
|  |  |  | North Carolina | Fort Bragg Simmons AAF | North CarolinaFort Bragg Simmons AAF | 746930
|  |  |  | North Carolina | Goldsboro Seymour Johnson | North CarolinaGoldsboro Seymour Johnson | 723066
|  |  |  | North Carolina | Greensboro | North CarolinaGreensboro | 723170
|  |  |  | North Carolina | Hickory Regional AP | North CarolinaHickory Regional AP | 723145
|  |  |  | North Carolina | New Bern Craven Co Regl A | North CarolinaNew Bern Craven Co Regl A | 723095
|  |  |  | North Carolina | New River Mcaf | North CarolinaNew River Mcaf | 723096
|  |  |  | North Carolina | Raleigh/Durham | North CarolinaRaleigh/Durham | 723060
|  |  |  | North Carolina | Southern Pines AWOS | North CarolinaSouthern Pines AWOS | 723143
|  |  |  | North Carolina | Wilmington International | North CarolinaWilmington International | 723013
|  |  |  | North Dakota | Bismarck | North DakotaBismarck | 727640
|  |  |  | North Dakota | Dickinson Municipal AP | North DakotaDickinson Municipal AP | 727645
|  |  |  | North Dakota | Fargo | North DakotaFargo | 727530
|  |  |  | North Dakota | Grand Forks Af | North DakotaGrand Forks Af | 727575
|  |  |  | North Dakota | Grand Forks International | North DakotaGrand Forks International | 727576
|  |  |  | North Dakota | Jamestown Municipal AP | North DakotaJamestown Municipal AP | 727535
|  |  |  | North Dakota | Minot | North DakotaMinot | 727676
|  |  |  | North Dakota | Minot AFB | North DakotaMinot AFB | 727675
|  |  |  | North Dakota | Williston Sloulin Intl AP | North DakotaWilliston Sloulin Intl AP | 727670
|  |  |  | Ohio | Akron/Canton | OhioAkron/Canton | 725210
|  |  |  | Ohio | Cincinnati Municipal AP L | OhioCincinnati Municipal AP L | 724297
|  |  |  | Ohio | Cleveland | OhioCleveland | 725240
|  |  |  | Ohio | Columbus | OhioColumbus | 724280
|  |  |  | Ohio | Dayton | OhioDayton | 724290
|  |  |  | Ohio | Dayton Wright Patterson A | OhioDayton Wright Patterson A | 745700
|  |  |  | Ohio | Findlay Airport | OhioFindlay Airport | 725366
|  |  |  | Ohio | Mansfield | OhioMansfield | 725246
|  |  |  | Ohio | Toledo | OhioToledo | 725360
|  |  |  | Ohio | Youngstown | OhioYoungstown | 725250
|  |  |  | Ohio | Zanesville Municipal AP | OhioZanesville Municipal AP | 724286
|  |  |  | Oklahoma | Altus AFB | OklahomaAltus AFB | 723520
|  |  |  | Oklahoma | Fort Sill Post Field AFB | OklahomaFort Sill Post Field AFB | 723550
|  |  |  | Oklahoma | Gage Airport | OklahomaGage Airport | 723527
|  |  |  | Oklahoma | Hobart Municipal AP | OklahomaHobart Municipal AP | 723525
|  |  |  | Oklahoma | Mcalester Municipal AP | OklahomaMcalester Municipal AP | 723566
|  |  |  | Oklahoma | Oklahoma City | OklahomaOklahoma City | 723530
|  |  |  | Oklahoma | Oklahoma City Tinker AFB | OklahomaOklahoma City Tinker AFB | 723540
|  |  |  | Oklahoma | Oklahoma City/Wiley | OklahomaOklahoma City/Wiley | 723544
|  |  |  | Oklahoma | Ponca City Municipal AP | OklahomaPonca City Municipal AP | 723546
|  |  |  | Oklahoma | Tulsa | OklahomaTulsa | 723560
|  |  |  | Oklahoma | Vance AFB/Enid | OklahomaVance AFB/Enid | 723535
|  |  |  | Oregon | Astoria | OregonAstoria | 727910
|  |  |  | Oregon | Baker Municipal AP | OregonBaker Municipal AP | 726886
|  |  |  | Oregon | Burns | OregonBurns | 726830
|  |  |  | Oregon | Corvallis Muni AWOS | OregonCorvallis Muni AWOS | 726945
|  |  |  | Oregon | Eugene | OregonEugene | 726930
|  |  |  | Oregon | Klamath Falls Intl AP | OregonKlamath Falls Intl AP | 725895
|  |  |  | Oregon | Medford | OregonMedford | 725970
|  |  |  | Oregon | North Bend | OregonNorth Bend | 726917
|  |  |  | Oregon | Pendleton | OregonPendleton | 726880
|  |  |  | Oregon | Portland | OregonPortland | 726980
|  |  |  | Oregon | Portland/Hillsboro | OregonPortland/Hillsboro | 726986
|  |  |  | Oregon | Redmond | OregonRedmond | 726835
|  |  |  | Oregon | Salem | OregonSalem | 726940
|  |  |  | Oregon | Sexton Summit | OregonSexton Summit | 725975
|  |  |  | Pennsylvania | Allentown | PennsylvaniaAllentown | 725170
|  |  |  | Pennsylvania | Altoona Blair Co AP | PennsylvaniaAltoona Blair Co AP | 725126
|  |  |  | Pennsylvania | Bradford | PennsylvaniaBradford | 725266
|  |  |  | Pennsylvania | Butler Co. (AWOS) | PennsylvaniaButler Co. (AWOS) | 725124
|  |  |  | Pennsylvania | Dubois FAA AP | PennsylvaniaDubois FAA AP | 725125
|  |  |  | Pennsylvania | Erie | PennsylvaniaErie | 725260
|  |  |  | Pennsylvania | Harrisburg Capital City A | PennsylvaniaHarrisburg Capital City A | 725118
|  |  |  | Pennsylvania | Johnstown Cambria County | PennsylvaniaJohnstown Cambria County | 725127
|  |  |  | Pennsylvania | Middletown Harrisburg Int | PennsylvaniaMiddletown Harrisburg Int | 725115
|  |  |  | Pennsylvania | Philadelphia | PennsylvaniaPhiladelphia | 724080
|  |  |  | Pennsylvania | Philadelphia Ne Philadelp | PennsylvaniaPhiladelphia Ne Philadelp | 724085
|  |  |  | Pennsylvania | Pittsburgh | PennsylvaniaPittsburgh | 725200
|  |  |  | Pennsylvania | Pittsburgh Allegheny Co A | PennsylvaniaPittsburgh Allegheny Co A | 725205
|  |  |  | Pennsylvania | Reading Spaatz Field | PennsylvaniaReading Spaatz Field | 725103
|  |  |  | Pennsylvania | Washington (AWOS) | PennsylvaniaWashington (AWOS) | 725117
|  |  |  | Pennsylvania | Wilkes-Barre/S | PennsylvaniaWilkes-Barre/S | 725130
|  |  |  | Pennsylvania | Williamsport | PennsylvaniaWilliamsport | 725140
|  |  |  | Pennsylvania | Willow Grove Nas | PennsylvaniaWillow Grove Nas | 724086
|  |  |  | Rhode Island | Block Island State AP | Rhode IslandBlock Island State AP | 725058
|  |  |  | Rhode Island | Providence | Rhode IslandProvidence | 725070
|  |  |  | South Carolina | Anderson County AP | South CarolinaAnderson County AP | 723125
|  |  |  | South Carolina | Beaufort Mcas | South CarolinaBeaufort Mcas | 722085
|  |  |  | South Carolina | Charleston | South CarolinaCharleston | 722080
|  |  |  | South Carolina | Columbia | South CarolinaColumbia | 723100
|  |  |  | South Carolina | Florence Regional AP | South CarolinaFlorence Regional AP | 723106
|  |  |  | South Carolina | Greenville | South CarolinaGreenville | 723120
|  |  |  | South Carolina | Myrtle Beach AFB | South CarolinaMyrtle Beach AFB | 747910
|  |  |  | South Carolina | Sumter Shaw AFB | South CarolinaSumter Shaw AFB | 747900
|  |  |  | South Dakota | Aberdeen Regional AP | South DakotaAberdeen Regional AP | 726590
|  |  |  | South Dakota | Brookings (AWOS) | South DakotaBrookings (AWOS) | 726515
|  |  |  | South Dakota | Ellsworth AFB | South DakotaEllsworth AFB | 726625
|  |  |  | South Dakota | Huron | South DakotaHuron | 726540
|  |  |  | South Dakota | Mitchell (AWOS) | South DakotaMitchell (AWOS) | 726545
|  |  |  | South Dakota | Mobridge | South DakotaMobridge | 726685
|  |  |  | South Dakota | Pierre | South DakotaPierre | 726686
|  |  |  | South Dakota | Rapid City | South DakotaRapid City | 726620
|  |  |  | South Dakota | Sioux Falls | South DakotaSioux Falls | 726510
|  |  |  | South Dakota | Watertown Municipal AP | South DakotaWatertown Municipal AP | 726546
|  |  |  | South Dakota | Yankton (AWOS) | South DakotaYankton (AWOS) | 726525
|  |  |  | Tennessee | Chattanooga | TennesseeChattanooga | 723240
|  |  |  | Tennessee | Crossville Memorial AP | TennesseeCrossville Memorial AP | 723265
|  |  |  | Tennessee | Dyersburg Municipal AP | TennesseeDyersburg Municipal AP | 723347
|  |  |  | Tennessee | Fort Campbell AAF | TennesseeFort Campbell AAF | 746710
|  |  |  | Tennessee | Jackson Mckellar-Sipes Re | TennesseeJackson Mckellar-Sipes Re | 723346
|  |  |  | Tennessee | Knoxville | TennesseeKnoxville | 723260
|  |  |  | Tennessee | Memphis | TennesseeMemphis | 723340
|  |  |  | Tennessee | Nashville | TennesseeNashville | 723270
|  |  |  | Texas | Abilene | TexasAbilene | 722660
|  |  |  | Texas | Alice Intl AP | TexasAlice Intl AP | 722517
|  |  |  | Texas | Amarillo | TexasAmarillo | 723630
|  |  |  | Texas | Austin | TexasAustin | 722540
|  |  |  | Texas | Brownsville | TexasBrownsville | 722500
|  |  |  | Texas | Childress Municipal AP | TexasChildress Municipal AP | 723604
|  |  |  | Texas | College Station Easterwoo | TexasCollege Station Easterwoo | 722445
|  |  |  | Texas | Corpus Christi | TexasCorpus Christi | 722510
|  |  |  | Texas | Dalhart Municipal AP | TexasDalhart Municipal AP | 722636
|  |  |  | Texas | Dallas Love Field | TexasDallas Love Field | 722583
|  |  |  | Texas | Dallas/Fort Worth Int AP | TexasDallas/Fort Worth Int AP | 722590
|  |  |  | Texas | Del Rio International AP | TexasDel Rio International AP | 722610
|  |  |  | Texas | El Paso | TexasEl Paso | 722700
|  |  |  | Texas | Fort Worth Meacham | TexasFort Worth Meacham | 722596
|  |  |  | Texas | Fort Worth/Alliance | TexasFort Worth/Alliance | 722594
|  |  |  | Texas | Galveston/Scholes | TexasGalveston/Scholes | 722420
|  |  |  | Texas | Harlingen Rio Grande Vall | TexasHarlingen Rio Grande Vall | 722505
|  |  |  | Texas | Hondo Municipal AP | TexasHondo Municipal AP | 722533
|  |  |  | Texas | Houston | TexasHouston | 722430
|  |  |  | Texas | Killeen Muni (AWOS) | TexasKilleen Muni (AWOS) | 722575
|  |  |  | Texas | Kingsville | TexasKingsville | 722516
|  |  |  | Texas | Laredo Intl AP | TexasLaredo Intl AP | 722520
|  |  |  | Texas | Lubbock | TexasLubbock | 722670
|  |  |  | Texas | Lufkin | TexasLufkin | 722446
|  |  |  | Texas | Marfa AP | TexasMarfa AP | 722640
|  |  |  | Texas | Mcallen Miller Intl AP | TexasMcallen Miller Intl AP | 722506
|  |  |  | Texas | Midland/Odessa | TexasMidland/Odessa | 722650
|  |  |  | Texas | Palacios Municipal AP | TexasPalacios Municipal AP | 722555
|  |  |  | Texas | Port APhur | TexasPort APhur | 722410
|  |  |  | Texas | Randolph AFB | TexasRandolph AFB | 722536
|  |  |  | Texas | Robert Gray AAF | TexasRobert Gray AAF | 722576
|  |  |  | Texas | San Angelo | TexasSan Angelo | 722630
|  |  |  | Texas | San Antonio | TexasSan Antonio | 722530
|  |  |  | Texas | San Antonio Kelly Field A | TexasSan Antonio Kelly Field A | 722535
|  |  |  | Texas | Temple/Miller (AWOS) | TexasTemple/Miller (AWOS) | 722577
|  |  |  | Texas | Victoria | TexasVictoria | 722550
|  |  |  | Texas | Waco | TexasWaco | 722560
|  |  |  | Texas | Wichita Falls | TexasWichita Falls | 723510
|  |  |  | Texas | Wink Winkler County AP | TexasWink Winkler County AP | 722656
|  |  |  | Utah | Cedar City | UtahCedar City | 724755
|  |  |  | Utah | Ogden Hill AFB | UtahOgden Hill AFB | 725755
|  |  |  | Utah | Salt Lake City | UtahSalt Lake City | 725720
|  |  |  | Utah | Wendover Usaf Auxiliary F | UtahWendover Usaf Auxiliary F | 725810
|  |  |  | Vermont | Burlington | VermontBurlington | 726170
|  |  |  | Vermont | Montpelier AP | VermontMontpelier AP | 726145
|  |  |  | Vermont | Rutland State (AWOS) | VermontRutland State (AWOS) | 725165
|  |  |  | Virginia | Davison AAF | VirginiaDavison AAF | 724037
|  |  |  | Virginia | Langley AFB | VirginiaLangley AFB | 745980
|  |  |  | Virginia | Lynchburg | VirginiaLynchburg | 724100
|  |  |  | Virginia | Manassas Muni (AWOS) | VirginiaManassas Muni (AWOS) | 724036
|  |  |  | Virginia | Newport News | VirginiaNewport News | 723086
|  |  |  | Virginia | Norfolk | VirginiaNorfolk | 723080
|  |  |  | Virginia | Petersburg (AWOS) | VirginiaPetersburg (AWOS) | 724014
|  |  |  | Virginia | Quantico Mcas | VirginiaQuantico Mcas | 724035
|  |  |  | Virginia | Richmond | VirginiaRichmond | 724010
|  |  |  | Virginia | Roanoke | VirginiaRoanoke | 724110
|  |  |  | Virginia | Washington Dc Reagan AP | VirginiaWashington Dc Reagan AP | 724050
|  |  |  | Virginia | Washington-Dulles Intl AP | VirginiaWashington-Dulles Intl AP | 724030
|  |  |  | Washington | Bellingham Intl AP | WashingtonBellingham Intl AP | 727976
|  |  |  | Washington | Bremerton Ntnl AWOS | WashingtonBremerton Ntnl AWOS | 727928
|  |  |  | Washington | Fairchild AFB | WashingtonFairchild AFB | 727855
|  |  |  | Washington | Hanford | WashingtonHanford | 727840
|  |  |  | Washington | Kelso Wb AP | WashingtonKelso Wb AP | 727924
|  |  |  | Washington | Olympia | WashingtonOlympia | 727920
|  |  |  | Washington | Pasco | WashingtonPasco | 727845
|  |  |  | Washington | Pullman/Moscow Rgnl | WashingtonPullman/Moscow Rgnl | 727857
|  |  |  | Washington | Quillayute | WashingtonQuillayute | 727970
|  |  |  | Washington | Seattle/Tacoma | WashingtonSeattle/Tacoma | 727930
|  |  |  | Washington | Spokane | WashingtonSpokane | 727850
|  |  |  | Washington | Spokane/Felts Field | WashingtonSpokane/Felts Field | 727856
|  |  |  | Washington | Stampede Pass | WashingtonStampede Pass | 727815
|  |  |  | Washington | Tacoma Mcchord AFB | WashingtonTacoma Mcchord AFB | 742060
|  |  |  | Washington | Walla Walla City County A | WashingtonWalla Walla City County A | 727846
|  |  |  | Washington | Wenatchee/Pangborn | WashingtonWenatchee/Pangborn | 727825
|  |  |  | Washington | Whidbey Island Nas | WashingtonWhidbey Island Nas | 690230
|  |  |  | Washington | Yakima | WashingtonYakima | 727810
|  |  |  | West Virginia | Beckley Raleigh Co Mem AP | West VirginiaBeckley Raleigh Co Mem AP | 724120
|  |  |  | West Virginia | Bluefield/Mercer Co | West VirginiaBluefield/Mercer Co | 724125
|  |  |  | West Virginia | Charleston | West VirginiaCharleston | 724140
|  |  |  | West Virginia | Huntington | West VirginiaHuntington | 724250
|  |  |  | West Virginia | Martinsburg Eastern Wv Re | West VirginiaMartinsburg Eastern Wv Re | 724177
|  |  |  | West Virginia | Morgantown Hart Field | West VirginiaMorgantown Hart Field | 724176
|  |  |  | West Virginia | Parkersburg Wood County A | West VirginiaParkersburg Wood County A | 724273
|  |  |  | Wisconsin | Eau Claire | WisconsinEau Claire | 726435
|  |  |  | Wisconsin | Green Bay | WisconsinGreen Bay | 726450
|  |  |  | Wisconsin | La Crosse | WisconsinLa Crosse | 726430
|  |  |  | Wisconsin | Madison | WisconsinMadison | 726410
|  |  |  | Wisconsin | Milwaukee | WisconsinMilwaukee | 726400
|  |  |  | Wisconsin | Phillips/Price Co. | WisconsinPhillips/Price Co. | 726468
|  |  |  | Wisconsin | Wausau Municipal AP | WisconsinWausau Municipal AP | 726463
|  |  |  | Wyoming | Casper | WyomingCasper | 725690
|  |  |  | Wyoming | Cheyenne | WyomingCheyenne | 725640
|  |  |  | Wyoming | Cody Muni (AWOS) | WyomingCody Muni (AWOS) | 726700
|  |  |  | Wyoming | Gillette (AMOS) | WyomingGillette (AMOS) | 726650
|  |  |  | Wyoming | Jackson Hole (AWOS) | WyomingJackson Hole (AWOS) | 725776
|  |  |  | Wyoming | Lander | WyomingLander | 725760
|  |  |  | Wyoming | Laramie General Brees Fie | WyomingLaramie General Brees Fie | 725645
|  |  |  | Wyoming | Rock Springs AP | WyomingRock Springs AP | 725744
|  |  |  | Wyoming | Sheridan | WyomingSheridan | 726660
|  |  |  | Wyoming | Worland Municipal | WyomingWorland Municipal | 726665

## SelectedCityDataCalcs (hidden)
Location Selected |  | DateCode format is mmt, where mm is the month and t is one of (6) 4hr time periods |  |  |  |  | BIN Dry-Bulb temps are 15yr (1991 to 2005) averages for the Month and Time Period shown | dT is the difference between inside OCC design and BIN Dry-Bulb temps | DD Component is dT x Days in Month / 6 (there are 6 daily time periods). If dT<0, it is a cooling day so DD Component is 0 | If month was selected as operational, then include. | If time period was selected as occupied, then include. | If both month and time questions are true, then include. | DD Component for Occupied is the Full Year DD Component x Occ Days Adjustment | Include only if UNOCC Operation is YES, Include Month is TRUE, and OCC Include Time is FALSE | dT is the difference between inside UNOCC design and BIN Dry-Bulb temps | DD Component is dT (unocc) x Days in Month / 6 x Occ Days Adjustment. If dT<0, it is a cooling day and the DD Component is 0 | Include only if UNOCC Operation is YES, Include Month is TRUE, and Days OCC<7 | dT is the difference between inside UNOCC design and BIN Dry-Bulb temps | DD Component is dT (unocc) x Days in Month / 6 x Unocc Days Adjustment. If dT<0, it is a cooling day and the DD Component is 0
State: | Wisconsin
City: | Milwaukee
Station: | 726400
99.6% Winter Design: | -5.2
99.0% Winter Design: | 0.1 | [23 empty] | 80% | 93% | 93% |  | Graph Components
[25 empty] | Cumulative Fuel Cost | Cumulative Fuel Cost | Cumulative Fuel Cost Savings | Cumulative Total Cost Savings | Pre-Breakeven Cost Savings | Post-Breakeven Cost Savings
Heating Hours Calculated | [7 empty] | Full Year Operation |  | Part Year, Occupied Periods |  |  |  | Part Year, Occ Days, Unocc Periods |  |  | Part Year, Unoccupied Days (24hr) |  |  | Total HDD based on View Type | Burner Hours | Cumulative Burner Hours | Thermostat Setting
Total Hours: | 2581.8677 | DateCode | Month | Hours | Days |  | BIN Dry-Bulb (F) | dT | DD Component | Include Month? | Include Time? | Include in Calc? | DD Component | Include in Calc? | dT | DD Component | Include in Calc? | dT | DD Component | [5 empty] | 0 | 0 | 0 | -500 | -500 | 0
|  | 11 | Jan | 12:00am to 3:59am | 31 | Jan, T1 | 17.3 | 47.7 | 246.45 | 1 | 0 | NO | 0 | YES | 37.7 | 194.7833 | NO | 37.7 | 0 | 194.7833 | 74.9916 | 74.9916 | 55 | 0 | 42.1828 | 36.2863 | 5.8965 | -494.1035 | -494.1035 | 0
|  | 12 | Jan | 4:00am to 7:59am | 31 | Jan, T2 | 15.4 | 49.6 | 256.2667 | 1 | 1 | YES | 256.2667 | NO | 39.6 | 0 | NO | 39.6 | 0 | 256.2667 | 98.6627 | 173.6542 | 65 |  | 97.6805 | 84.0263 | 13.6543 | -486.3457 | -486.3457 | 0
Job Data |  | 13 | Jan | 8:00am to 11:59am | 31 | Jan, T3 | 18.5 | 46.5 | 240.25 | 1 | 1 | YES | 240.25 | NO | 36.5 | 0 | NO | 36.5 | 0 | 240.25 | 92.4963 | 266.1505 | 65 |  | 149.7097 | 128.7825 | 20.9272 | -479.0728 | -479.0728 | 0
Indoor Design Temp (°F) - Occupied: | 65 | 14 | Jan | 12:00pm to 3:59pm | 31 | Jan, T4 | 21.8 | 43.2 | 223.2 | 1 | 1 | YES | 223.2 | NO | 33.2 | 0 | NO | 33.2 | 0 | 223.2 | 85.932 | 352.0825 | 65 |  | 198.0464 | 170.3625 | 27.6839 | -472.3161 | -472.3161 | 0
Indoor Design Temp (°F) - Unoccupied: | 55 | 15 | Jan | 4:00pm to 7:59pm | 31 | Jan, T5 | 19.2 | 45.8 | 236.6333 | 1 | 1 | YES | 236.6333 | NO | 35.8 | 0 | NO | 35.8 | 0 | 236.6333 | 91.1038 | 443.1863 | 65 |  | 249.2923 | 214.445 | 34.8473 | -465.1527 | -465.1527 | 0
Building Design Heat Loss (Btu/hr): | 50000 | 16 | Jan | 8:00pm to 11:59pm | 31 | Jan, T6 | 18.6 | 46.4 | 239.7333 | 1 | 1 | YES | 239.7333 | NO | 36.4 | 0 | NO | 36.4 | 0 | 239.7333 | 92.2973 | 535.4837 | 65 |  | 301.2096 | 259.105 | 42.1046 | -457.8954 | -457.8954 | 0
Fuel Cost per Therm: | 0.9 | 21 | Feb | 12:00am to 3:59am | 28 | Feb, T1 | 19.4 | 45.6 | 212.8 | 1 | 0 | NO | 0 | YES | 35.6 | 166.1333 | NO | 35.6 | 0 | 166.1333 | 63.9613 | 599.445 | 55 |  | 337.1878 | 290.054 | 47.1338 | -452.8662 | -452.8662 | 0
|  | 22 | Feb | 4:00am to 7:59am | 28 | Feb, T2 | 18.6 | 46.4 | 216.5333 | 1 | 1 | YES | 216.5333 | NO | 36.4 | 0 | NO | 36.4 | 0 | 216.5333 | 83.3653 | 682.8103 | 65 |  | 384.0808 | 330.3921 | 53.6887 | -446.3113 | -446.3113 | 0
Equipment Data |  | 23 | Feb | 8:00am to 11:59am | 28 | Feb, T3 | 23 | 42 | 196 | 1 | 1 | YES | 196 | NO | 32 | 0 | NO | 32 | 0 | 196 | 75.46 | 758.2703 | 65 |  | 426.5271 | 366.905 | 59.6221 | -440.3779 | -440.3779 | 0
Option 1 Efficiency (%): | 80 | 24 | Feb | 12:00pm to 3:59pm | 28 | Feb, T4 | 25.8 | 39.2 | 182.9333 | 1 | 1 | YES | 182.9333 | NO | 29.2 | 0 | NO | 29.2 | 0 | 182.9333 | 70.4293 | 828.6997 | 65 |  | 466.1436 | 400.9837 | 65.1599 | -434.8401 | -434.8401 | 0
Option 1 Therms Consumed: | 1613.6673 | 25 | Feb | 4:00pm to 7:59pm | 28 | Feb, T5 | 23.1 | 41.9 | 195.5333 | 1 | 1 | YES | 195.5333 | NO | 31.9 | 0 | NO | 31.9 | 0 | 195.5333 | 75.2803 | 903.98 | 65 |  | 508.4887 | 437.4097 | 71.0791 | -428.9209 | -428.9209 | 0
Option 2 Efficiency (%): | 93 | 26 | Feb | 8:00pm to 11:59pm | 28 | Feb, T6 | 20.6 | 44.4 | 207.2 | 1 | 1 | YES | 207.2 | NO | 34.4 | 0 | NO | 34.4 | 0 | 207.2 | 79.772 | 983.752 | 65 |  | 553.3605 | 476.009 | 77.3515 | -422.6485 | -422.6485 | 0
Option 2 Therms Consumed: | 1388.1009 | 31 | Mar | 12:00am to 3:59am | 31 | Mar, T1 | 32.1 | 32.9 | 169.9833 | 1 | 0 | NO | 0 | YES | 22.9 | 118.3167 | NO | 22.9 | 0 | 118.3167 | 45.5519 | 1029.3039 | 55 |  | 578.9835 | 498.0503 | 80.9332 | -419.0668 | -419.0668 | 0
|  | 32 | Mar | 4:00am to 7:59am | 31 | Mar, T2 | 31.5 | 33.5 | 173.0833 | 1 | 1 | YES | 173.0833 | NO | 23.5 | 0 | NO | 23.5 | 0 | 173.0833 | 66.6371 | 1095.941 | 65 |  | 616.4668 | 530.294 | 86.1728 | -413.8272 | -413.8272 | 0
Month |  | 33 | Mar | 8:00am to 11:59am | 31 | Mar, T3 | 37.1 | 27.9 | 144.15 | 1 | 1 | YES | 144.15 | NO | 17.9 | 0 | NO | 17.9 | 0 | 144.15 | 55.4978 | 1151.4388 | 65 |  | 647.6843 | 557.1478 | 90.5365 | -409.4635 | -409.4635 | 0
Jan | TRUE | 34 | Mar | 12:00pm to 3:59pm | 31 | Mar, T4 | 38.8 | 26.2 | 135.3667 | 1 | 1 | YES | 135.3667 | NO | 16.2 | 0 | NO | 16.2 | 0 | 135.3667 | 52.1162 | 1203.5549 | 65 |  | 676.9996 | 582.3653 | 94.6344 | -405.3656 | -405.3656 | 0
Feb | TRUE | 35 | Mar | 4:00pm to 7:59pm | 31 | Mar, T5 | 35.7 | 29.3 | 151.3833 | 1 | 1 | YES | 151.3833 | NO | 19.3 | 0 | NO | 19.3 | 0 | 151.3833 | 58.2826 | 1261.8375 | 65 |  | 709.7836 | 610.5665 | 99.2171 | -400.7829 | -400.7829 | 0
Mar | TRUE | 36 | Mar | 8:00pm to 11:59pm | 31 | Mar, T6 | 34 | 31 | 160.1667 | 1 | 1 | YES | 160.1667 | NO | 21 | 0 | NO | 21 | 0 | 160.1667 | 61.6642 | 1323.5017 | 65 |  | 744.4697 | 640.404 | 104.0657 | -395.9343 | -395.9343 | 0
Apr | TRUE | 41 | Apr | 12:00am to 3:59am | 30 | Apr, T1 | 40.3 | 24.7 | 123.5 | 1 | 0 | NO | 0 | YES | 14.7 | 73.5 | NO | 14.7 | 0 | 73.5 | 28.2975 | 1351.7992 | 55 |  | 760.387 | 654.0964 | 106.2907 | -393.7093 | -393.7093 | 0
May | TRUE | 42 | Apr | 4:00am to 7:59am | 30 | Apr, T2 | 41.4 | 23.6 | 118 | 1 | 1 | YES | 118 | NO | 13.6 | 0 | NO | 13.6 | 0 | 118 | 45.43 | 1397.2292 | 65 |  | 785.9414 | 676.0786 | 109.8628 | -390.1372 | -390.1372 | 0
Jun | TRUE | 43 | Apr | 8:00am to 11:59am | 30 | Apr, T3 | 48.8 | 16.2 | 81 | 1 | 1 | YES | 81 | NO | 6.2 | 0 | NO | 6.2 | 0 | 81 | 31.185 | 1428.4142 | 65 |  | 803.483 | 691.1681 | 112.3148 | -387.6852 | -387.6852 | 0
Jul | TRUE | 44 | Apr | 12:00pm to 3:59pm | 30 | Apr, T4 | 51.3 | 13.7 | 68.5 | 1 | 1 | YES | 68.5 | NO | 3.7 | 0 | NO | 3.7 | 0 | 68.5 | 26.3725 | 1454.7867 | 65 |  | 818.3175 | 703.929 | 114.3885 | -385.6115 | -385.6115 | 0
Aug | TRUE | 45 | Apr | 4:00pm to 7:59pm | 30 | Apr, T5 | 46.5 | 18.5 | 92.5 | 1 | 1 | YES | 92.5 | NO | 8.5 | 0 | NO | 8.5 | 0 | 92.5 | 35.6125 | 1490.3992 | 65 |  | 838.3495 | 721.1609 | 117.1886 | -382.8114 | -382.8114 | 0
Sep | TRUE | 46 | Apr | 8:00pm to 11:59pm | 30 | Apr, T6 | 43.2 | 21.8 | 109 | 1 | 1 | YES | 109 | NO | 11.8 | 0 | NO | 11.8 | 0 | 109 | 41.965 | 1532.3642 | 65 |  | 861.9548 | 741.4665 | 120.4883 | -379.5117 | -379.5117 | 0
Oct | TRUE | 51 | May | 12:00am to 3:59am | 31 | May, T1 | 49.7 | 15.3 | 79.05 | 1 | 0 | NO | 0 | YES | 5.3 | 27.3833 | NO | 5.3 | 0 | 27.3833 | 10.5426 | 1542.9068 | 55 |  | 867.885 | 746.5678 | 121.3173 | -378.6827 | -378.6827 | 0
Nov | TRUE | 52 | May | 4:00am to 7:59am | 31 | May, T2 | 52.5 | 12.5 | 64.5833 | 1 | 1 | YES | 64.5833 | NO | 2.5 | 0 | NO | 2.5 | 0 | 64.5833 | 24.8646 | 1567.7713 | 65 |  | 881.8714 | 758.599 | 123.2723 | -376.7277 | -376.7277 | 0
Dec | TRUE | 53 | May | 8:00am to 11:59am | 31 | May, T3 | 60.1 | 4.9 | 25.3167 | 1 | 1 | YES | 25.3167 | NO | -5.1 | 0 | NO | -5.1 | 0 | 25.3167 | 9.7469 | 1577.5183 | 65 |  | 887.354 | 763.3153 | 124.0387 | -375.9613 | -375.9613 | 0
|  | 54 | May | 12:00pm to 3:59pm | 31 | May, T4 | 61.3 | 3.7 | 19.1167 | 1 | 1 | YES | 19.1167 | NO | -6.3 | 0 | NO | -6.3 | 0 | 19.1167 | 7.3599 | 1584.8782 | 65 |  | 891.494 | 766.8765 | 124.6174 | -375.3826 | -375.3826 | 0
Days per Week Occupied Selection | 3 | 55 | May | 4:00pm to 7:59pm | 31 | May, T5 | 56.2 | 8.8 | 45.4667 | 1 | 1 | YES | 45.4667 | NO | -1.2 | 0 | NO | -1.2 | 0 | 45.4667 | 17.5047 | 1602.3828 | 65 |  | 901.3403 | 775.3465 | 125.9938 | -374.0062 | -374.0062 | 0
Actual Occupied Days per Week | 7 | 56 | May | 8:00pm to 11:59pm | 31 | May, T6 | 51.7 | 13.3 | 68.7167 | 1 | 1 | YES | 68.7167 | NO | 3.3 | 0 | NO | 3.3 | 0 | 68.7167 | 26.4559 | 1628.8387 | 65 |  | 916.2218 | 788.1478 | 128.074 | -371.926 | -371.926 | 0
Occupied Days Adjustment | 1 | 61 | Jun | 12:00am to 3:59am | 30 | Jun, T1 | 59.1 | 5.9 | 29.5 | 1 | 0 | NO | 0 | YES | -4.1 | 0 | NO | -4.1 | 0 | 0 | 0 | 1628.8387 | 55 |  | 916.2218 | 788.1478 | 128.074 | -371.926 | -371.926 | 0
Unoccupied Days Adjustment | 0 | 62 | Jun | 4:00am to 7:59am | 30 | Jun, T2 | 62.4 | 2.6 | 13 | 1 | 1 | YES | 13 | NO | -7.4 | 0 | NO | -7.4 | 0 | 13 | 5.005 | 1633.8438 | 65 |  | 919.0371 | 790.5696 | 128.4676 | -371.5324 | -371.5324 | 0
|  | 63 | Jun | 8:00am to 11:59am | 30 | Jun, T3 | 70 | -5 | 0 | 1 | 1 | YES | 0 | NO | -15 | 0 | NO | -15 | 0 | 0 | 0 | 1633.8438 | 65 |  | 919.0371 | 790.5696 | 128.4676 | -371.5324 | -371.5324 | 0
Hours of Operation |  | 64 | Jun | 12:00pm to 3:59pm | 30 | Jun, T4 | 71 | -6 | 0 | 1 | 1 | YES | 0 | NO | -16 | 0 | NO | -16 | 0 | 0 | 0 | 1633.8438 | 65 |  | 919.0371 | 790.5696 | 128.4676 | -371.5324 | -371.5324 | 0
12:00am to 3:59am | FALSE | 65 | Jun | 4:00pm to 7:59pm | 30 | Jun, T5 | 67.4 | -2.4 | 0 | 1 | 1 | YES | 0 | NO | -12.4 | 0 | NO | -12.4 | 0 | 0 | 0 | 1633.8438 | 65 |  | 919.0371 | 790.5696 | 128.4676 | -371.5324 | -371.5324 | 0
4:00am to 7:59am | TRUE | 66 | Jun | 8:00pm to 11:59pm | 30 | Jun, T6 | 61.7 | 3.3 | 16.5 | 1 | 1 | YES | 16.5 | NO | -6.7 | 0 | NO | -6.7 | 0 | 16.5 | 6.3525 | 1640.1962 | 65 |  | 922.6104 | 793.6433 | 128.967 | -371.033 | -371.033 | 0
8:00am to 11:59am | TRUE | 71 | Jul | 12:00am to 3:59am | 31 | Jul, T1 | 65.4 | -0.4 | 0 | 1 | 0 | NO | 0 | YES | -10.4 | 0 | NO | -10.4 | 0 | 0 | 0 | 1640.1962 | 55 |  | 922.6104 | 793.6433 | 128.967 | -371.033 | -371.033 | 0
12:00pm to 3:59pm | TRUE | 72 | Jul | 4:00am to 7:59am | 31 | Jul, T2 | 67.4 | -2.4 | 0 | 1 | 1 | YES | 0 | NO | -12.4 | 0 | NO | -12.4 | 0 | 0 | 0 | 1640.1962 | 65 |  | 922.6104 | 793.6433 | 128.967 | -371.033 | -371.033 | 0
4:00pm to 7:59pm | TRUE | 73 | Jul | 8:00am to 11:59am | 31 | Jul, T3 | 75.3 | -10.3 | 0 | 1 | 1 | YES | 0 | NO | -20.3 | 0 | NO | -20.3 | 0 | 0 | 0 | 1640.1962 | 65 |  | 922.6104 | 793.6433 | 128.967 | -371.033 | -371.033 | 0
8:00pm to 11:59pm | TRUE | 74 | Jul | 12:00pm to 3:59pm | 31 | Jul, T4 | 77.1 | -12.1 | 0 | 1 | 1 | YES | 0 | NO | -22.1 | 0 | NO | -22.1 | 0 | 0 | 0 | 1640.1962 | 65 |  | 922.6104 | 793.6433 | 128.967 | -371.033 | -371.033 | 0
|  | 75 | Jul | 4:00pm to 7:59pm | 31 | Jul, T5 | 73.2 | -8.2 | 0 | 1 | 1 | YES | 0 | NO | -18.2 | 0 | NO | -18.2 | 0 | 0 | 0 | 1640.1962 | 65 |  | 922.6104 | 793.6433 | 128.967 | -371.033 | -371.033 | 0
Unoccupied Operation | YES | 76 | Jul | 8:00pm to 11:59pm | 31 | Jul, T6 | 67.8 | -2.8 | 0 | 1 | 1 | YES | 0 | NO | -12.8 | 0 | NO | -12.8 | 0 | 0 | 0 | 1640.1962 | 65 |  | 922.6104 | 793.6433 | 128.967 | -371.033 | -371.033 | 0
|  | 81 | Aug | 12:00am to 3:59am | 31 | Aug, T1 | 66.4 | -1.4 | 0 | 1 | 0 | NO | 0 | YES | -11.4 | 0 | NO | -11.4 | 0 | 0 | 0 | 1640.1962 | 55 |  | 922.6104 | 793.6433 | 128.967 | -371.033 | -371.033 | 0
View Type | 1 | 82 | Aug | 4:00am to 7:59am | 31 | Aug, T2 | 67.3 | -2.3 | 0 | 1 | 1 | YES | 0 | NO | -12.3 | 0 | NO | -12.3 | 0 | 0 | 0 | 1640.1962 | 65 |  | 922.6104 | 793.6433 | 128.967 | -371.033 | -371.033 | 0
|  | 83 | Aug | 8:00am to 11:59am | 31 | Aug, T3 | 73.1 | -8.1 | 0 | 1 | 1 | YES | 0 | NO | -18.1 | 0 | NO | -18.1 | 0 | 0 | 0 | 1640.1962 | 65 |  | 922.6104 | 793.6433 | 128.967 | -371.033 | -371.033 | 0
|  | 84 | Aug | 12:00pm to 3:59pm | 31 | Aug, T4 | 74.4 | -9.4 | 0 | 1 | 1 | YES | 0 | NO | -19.4 | 0 | NO | -19.4 | 0 | 0 | 0 | 1640.1962 | 65 |  | 922.6104 | 793.6433 | 128.967 | -371.033 | -371.033 | 0
|  | 85 | Aug | 4:00pm to 7:59pm | 31 | Aug, T5 | 71.4 | -6.4 | 0 | 1 | 1 | YES | 0 | NO | -16.4 | 0 | NO | -16.4 | 0 | 0 | 0 | 1640.1962 | 65 |  | 922.6104 | 793.6433 | 128.967 | -371.033 | -371.033 | 0
AEC = 0.77 * DHR * HLH * 100 *(1/100,000) * (1 / AFUE) |  | 86 | Aug | 8:00pm to 11:59pm | 31 | Aug, T6 | 67.8 | -2.8 | 0 | 1 | 1 | YES | 0 | NO | -12.8 | 0 | NO | -12.8 | 0 | 0 | 0 | 1640.1962 | 65 |  | 922.6104 | 793.6433 | 128.967 | -371.033 | -371.033 | 0
http://www.fsec.ucf.edu/en/publications/html/FSEC-PF-413-04/ |  | 91 | Sep | 12:00am to 3:59am | 30 | Sep, T1 | 58.3 | 6.7 | 33.5 | 1 | 0 | NO | 0 | YES | -3.3 | 0 | NO | -3.3 | 0 | 0 | 0 | 1640.1962 | 55 |  | 922.6104 | 793.6433 | 128.967 | -371.033 | -371.033 | 0
http://www.fire.nist.gov/bfrlpubs/build02/PDF/b02022.pdf |  | 92 | Sep | 4:00am to 7:59am | 30 | Sep, T2 | 59.2 | 5.8 | 29 | 1 | 1 | YES | 29 | NO | -4.2 | 0 | NO | -4.2 | 0 | 29 | 11.165 | 1651.3612 | 65 |  | 928.8907 | 799.0458 | 129.8449 | -370.1551 | -370.1551 | 0
|  | 93 | Sep | 8:00am to 11:59am | 30 | Sep, T3 | 67.3 | -2.3 | 0 | 1 | 1 | YES | 0 | NO | -12.3 | 0 | NO | -12.3 | 0 | 0 | 0 | 1651.3612 | 65 |  | 928.8907 | 799.0458 | 129.8449 | -370.1551 | -370.1551 | 0
|  | 94 | Sep | 12:00pm to 3:59pm | 30 | Sep, T4 | 69.4 | -4.4 | 0 | 1 | 1 | YES | 0 | NO | -14.4 | 0 | NO | -14.4 | 0 | 0 | 0 | 1651.3612 | 65 |  | 928.8907 | 799.0458 | 129.8449 | -370.1551 | -370.1551 | 0
|  | 95 | Sep | 4:00pm to 7:59pm | 30 | Sep, T5 | 64.6 | 0.4 | 2 | 1 | 1 | YES | 2 | NO | -9.6 | 0 | NO | -9.6 | 0 | 2 | 0.77 | 1652.1312 | 65 |  | 929.3238 | 799.4183 | 129.9055 | -370.0945 | -370.0945 | 0
|  | 96 | Sep | 8:00pm to 11:59pm | 30 | Sep, T6 | 60.4 | 4.6 | 23 | 1 | 1 | YES | 23 | NO | -5.4 | 0 | NO | -5.4 | 0 | 23 | 8.855 | 1660.9862 | 65 |  | 934.3048 | 803.703 | 130.6017 | -369.3983 | -369.3983 | 0
|  | 101 | Oct | 12:00am to 3:59am | 31 | Oct, T1 | 46.1 | 18.9 | 97.65 | 1 | 0 | NO | 0 | YES | 8.9 | 45.9833 | NO | 8.9 | 0 | 45.9833 | 17.7036 | 1678.6898 | 55 |  | 944.263 | 812.2693 | 131.9938 | -368.0062 | -368.0062 | 0
|  | 102 | Oct | 4:00am to 7:59am | 31 | Oct, T2 | 45.8 | 19.2 | 99.2 | 1 | 1 | YES | 99.2 | NO | 9.2 | 0 | NO | 9.2 | 0 | 99.2 | 38.192 | 1716.8818 | 65 |  | 965.746 | 830.7493 | 134.9968 | -365.0032 | -365.0032 | 0
PTC Units Available | Input | 103 | Oct | 8:00am to 11:59am | 31 | Oct, T3 | 53.4 | 11.6 | 59.9333 | 1 | 1 | YES | 59.9333 | NO | 1.6 | 0 | NO | 1.6 | 0 | 59.9333 | 23.0743 | 1739.9562 | 65 |  | 978.7253 | 841.9143 | 136.8111 | -363.1889 | -363.1889 | 0
PTC 55 | 55000 | 104 | Oct | 12:00pm to 3:59pm | 31 | Oct, T4 | 55.9 | 9.1 | 47.0167 | 1 | 1 | YES | 47.0167 | NO | -0.9 | 0 | NO | -0.9 | 0 | 47.0167 | 18.1014 | 1758.0576 | 65 |  | 988.9074 | 850.673 | 138.2344 | -361.7656 | -361.7656 | 0
PTC 65 | 65000 | 105 | Oct | 4:00pm to 7:59pm | 31 | Oct, T5 | 50.9 | 14.1 | 72.85 | 1 | 1 | YES | 72.85 | NO | 4.1 | 0 | NO | 4.1 | 0 | 72.85 | 28.0472 | 1786.1048 | 65 |  | 1004.684 | 864.2443 | 140.4397 | -359.5603 | -359.5603 | 0
PTC 85 | 85000 | 106 | Oct | 8:00pm to 11:59pm | 31 | Oct, T6 | 47.6 | 17.4 | 89.9 | 1 | 1 | YES | 89.9 | NO | 7.4 | 0 | NO | 7.4 | 0 | 89.9 | 34.6115 | 1820.7163 | 65 |  | 1024.1529 | 880.9918 | 143.1612 | -356.8388 | -356.8388 | 0
PTC110 | 110000 | 111 | Nov | 12:00am to 3:59am | 30 | Nov, T1 | 35.6 | 29.4 | 147 | 1 | 0 | NO | 0 | YES | 19.4 | 97 | NO | 19.4 | 0 | 97 | 37.345 | 1858.0613 | 55 |  | 1045.1595 | 899.0619 | 146.0976 | -353.9024 | -353.9024 | 0
PTC135 | 135000 | 112 | Nov | 4:00am to 7:59am | 30 | Nov, T2 | 34.2 | 30.8 | 154 | 1 | 1 | YES | 154 | NO | 20.8 | 0 | NO | 20.8 | 0 | 154 | 59.29 | 1917.3513 | 65 |  | 1078.5101 | 927.7506 | 150.7595 | -349.2405 | -349.2405 | 0
PTC156 | 155000 | 113 | Nov | 8:00am to 11:59am | 30 | Nov, T3 | 39 | 26 | 130 | 1 | 1 | YES | 130 | NO | 16 | 0 | NO | 16 | 0 | 130 | 50.05 | 1967.4013 | 65 |  | 1106.6633 | 951.9684 | 154.6949 | -345.3051 | -345.3051 | 0
PTC180 | 180000 | 114 | Nov | 12:00pm to 3:59pm | 30 | Nov, T4 | 41.9 | 23.1 | 115.5 | 1 | 1 | YES | 115.5 | NO | 13.1 | 0 | NO | 13.1 | 0 | 115.5 | 44.4675 | 2011.8688 | 65 |  | 1131.6762 | 973.4849 | 158.1913 | -341.8087 | -341.8087 | 0
PTC215 | 215000 | 115 | Nov | 4:00pm to 7:59pm | 30 | Nov, T5 | 38.8 | 26.2 | 131 | 1 | 1 | YES | 131 | NO | 16.2 | 0 | NO | 16.2 | 0 | 131 | 50.435 | 2062.3038 | 65 |  | 1160.0459 | 997.889 | 162.157 | -337.843 | -337.843 | 0
PTC260 | 260000 | 116 | Nov | 8:00pm to 11:59pm | 30 | Nov, T6 | 37 | 28 | 140 | 1 | 1 | YES | 140 | NO | 18 | 0 | NO | 18 | 0 | 140 | 53.9 | 2116.2038 | 65 |  | 1190.3647 | 1023.9696 | 166.3951 | -333.6049 | -333.6049 | 0
PTC310 | 310000 | 121 | Dec | 12:00am to 3:59am | 31 | Dec, T1 | 23.2 | 41.8 | 215.9667 | 1 | 0 | NO | 0 | YES | 31.8 | 164.3 | NO | 31.8 | 0 | 164.3 | 63.2555 | 2179.4593 | 55 |  | 1225.9459 | 1054.5771 | 171.3688 | -328.6312 | -328.6312 | 0
BTC215 | 215000 | 122 | Dec | 4:00am to 7:59am | 31 | Dec, T2 | 22 | 43 | 222.1667 | 1 | 1 | YES | 222.1667 | NO | 33 | 0 | NO | 33 | 0 | 222.1667 | 85.5342 | 2264.9935 | 65 |  | 1274.0588 | 1095.9646 | 178.0942 | -321.9058 | -321.9058 | 0
BTC260 | 260000 | 123 | Dec | 8:00am to 11:59am | 31 | Dec, T3 | 24.5 | 40.5 | 209.25 | 1 | 1 | YES | 209.25 | NO | 30.5 | 0 | NO | 30.5 | 0 | 209.25 | 80.5613 | 2345.5547 | 65 |  | 1319.3745 | 1134.9458 | 184.4287 | -315.5713 | -315.5713 | 0
BTC310 | 310000 | 124 | Dec | 12:00pm to 3:59pm | 31 | Dec, T4 | 26.5 | 38.5 | 198.9167 | 1 | 1 | YES | 198.9167 | NO | 28.5 | 0 | NO | 28.5 | 0 | 198.9167 | 76.5829 | 2422.1377 | 65 |  | 1362.4524 | 1172.0021 | 190.4503 | -309.5497 | -309.5497 | 0
|  | 125 | Dec | 4:00pm to 7:59pm | 31 | Dec, T5 | 25.4 | 39.6 | 204.6 | 1 | 1 | YES | 204.6 | NO | 29.6 | 0 | NO | 29.6 | 0 | 204.6 | 78.771 | 2500.9087 | 65 |  | 1406.7611 | 1210.1171 | 196.644 | -303.356 | -303.356 | 0
http://www.epa.gov/cleanrgy/energy-resources/refs.html |  | 126 | Dec | 8:00pm to 11:59pm | 31 | Dec, T6 | 24.3 | 40.7 | 210.2833 | 1 | 1 | YES | 210.2833 | NO | 30.7 | 0 | NO | 30.7 | 0 | 210.2833 | 80.9591 | 2581.8677 | 65 |  | 1452.3006 | 1249.2908 | 203.0098 | -296.9902 | -296.9902 | 0
[9 empty] | 7174.15 |  |  |  | 5818.75 |  |  | 887.4 |  |  | 0 | 6706.15 |  |  |  | 1 | 1494.4834 | 1285.5771 | 208.9063 | -291.0937 | -291.0937 | 0
[25 empty] | 1549.9811 | 1333.3171 | 216.664 | -283.336 | -283.336 | 0
[25 empty] | 1602.0103 | 1378.0733 | 223.9369 | -276.0631 | -276.0631 | 0
[25 empty] | 1650.347 | 1419.6533 | 230.6937 | -269.3063 | -269.3063 | 0
[25 empty] | 1701.5929 | 1463.7358 | 237.8571 | -262.1429 | -262.1429 | 0
[25 empty] | 1753.5102 | 1508.3958 | 245.1143 | -254.8857 | -254.8857 | 0
[25 empty] | 1789.4884 | 1539.3449 | 250.1435 | -249.8565 | -249.8565 | 0
[25 empty] | 1836.3814 | 1579.6829 | 256.6985 | -243.3015 | -243.3015 | 0
[25 empty] | 1878.8277 | 1616.1958 | 262.6318 | -237.3682 | -237.3682 | 0
[25 empty] | 1918.4442 | 1650.2746 | 268.1696 | -231.8304 | -231.8304 | 0
[25 empty] | 1960.7894 | 1686.7005 | 274.0888 | -225.9112 | -225.9112 | 0
[25 empty] | 2005.6611 | 1725.2999 | 280.3612 | -219.6388 | -219.6388 | 0
[25 empty] | 2031.2841 | 1747.3411 | 283.9429 | -216.0571 | -216.0571 | 0
[25 empty] | 2068.7674 | 1779.5849 | 289.1825 | -210.8175 | -210.8175 | 0
[25 empty] | 2099.9849 | 1806.4386 | 293.5463 | -206.4537 | -206.4537 | 0
[25 empty] | 2129.3002 | 1831.6561 | 297.6441 | -202.3559 | -202.3559 | 0
[25 empty] | 2162.0842 | 1859.8574 | 302.2268 | -197.7732 | -197.7732 | 0
[25 empty] | 2196.7703 | 1889.6949 | 307.0754 | -192.9246 | -192.9246 | 0
[25 empty] | 2212.6876 | 1903.3872 | 309.3004 | -190.6996 | -190.6996 | 0
[25 empty] | 2238.242 | 1925.3695 | 312.8725 | -187.1275 | -187.1275 | 0
[25 empty] | 2255.7836 | 1940.459 | 315.3246 | -184.6754 | -184.6754 | 0
[25 empty] | 2270.6181 | 1953.2199 | 317.3982 | -182.6018 | -182.6018 | 0
[25 empty] | 2290.6501 | 1970.4517 | 320.1984 | -179.8016 | -179.8016 | 0
[25 empty] | 2314.2555 | 1990.7574 | 323.4981 | -176.5019 | -176.5019 | 0
[25 empty] | 2320.1857 | 1995.8586 | 324.327 | -175.673 | -175.673 | 0
[25 empty] | 2334.172 | 2007.8899 | 326.2821 | -173.7179 | -173.7179 | 0
[25 empty] | 2339.6546 | 2012.6061 | 327.0485 | -172.9515 | -172.9515 | 0
[25 empty] | 2343.7946 | 2016.1674 | 327.6272 | -172.3728 | -172.3728 | 0
[25 empty] | 2353.641 | 2024.6374 | 329.0036 | -170.9964 | -170.9964 | 0
[25 empty] | 2368.5224 | 2037.4386 | 331.0838 | -168.9162 | -168.9162 | 0
[25 empty] | 2368.5224 | 2037.4386 | 331.0838 | -168.9162 | -168.9162 | 0
[25 empty] | 2371.3377 | 2039.8604 | 331.4773 | -168.5227 | -168.5227 | 0
[25 empty] | 2371.3377 | 2039.8604 | 331.4773 | -168.5227 | -168.5227 | 0
[25 empty] | 2371.3377 | 2039.8604 | 331.4773 | -168.5227 | -168.5227 | 0
[25 empty] | 2371.3377 | 2039.8604 | 331.4773 | -168.5227 | -168.5227 | 0
[25 empty] | 2374.911 | 2042.9342 | 331.9768 | -168.0232 | -168.0232 | 0
[25 empty] | 2374.911 | 2042.9342 | 331.9768 | -168.0232 | -168.0232 | 0
[25 empty] | 2374.911 | 2042.9342 | 331.9768 | -168.0232 | -168.0232 | 0
[25 empty] | 2374.911 | 2042.9342 | 331.9768 | -168.0232 | -168.0232 | 0
[25 empty] | 2374.911 | 2042.9342 | 331.9768 | -168.0232 | -168.0232 | 0
[25 empty] | 2374.911 | 2042.9342 | 331.9768 | -168.0232 | -168.0232 | 0
[25 empty] | 2374.911 | 2042.9342 | 331.9768 | -168.0232 | -168.0232 | 0
[25 empty] | 2374.911 | 2042.9342 | 331.9768 | -168.0232 | -168.0232 | 0
[25 empty] | 2374.911 | 2042.9342 | 331.9768 | -168.0232 | -168.0232 | 0
[25 empty] | 2374.911 | 2042.9342 | 331.9768 | -168.0232 | -168.0232 | 0
[25 empty] | 2374.911 | 2042.9342 | 331.9768 | -168.0232 | -168.0232 | 0
[25 empty] | 2374.911 | 2042.9342 | 331.9768 | -168.0232 | -168.0232 | 0
[25 empty] | 2374.911 | 2042.9342 | 331.9768 | -168.0232 | -168.0232 | 0
[25 empty] | 2374.911 | 2042.9342 | 331.9768 | -168.0232 | -168.0232 | 0
[25 empty] | 2381.1913 | 2048.3366 | 332.8547 | -167.1453 | -167.1453 | 0
[25 empty] | 2381.1913 | 2048.3366 | 332.8547 | -167.1453 | -167.1453 | 0
[25 empty] | 2381.1913 | 2048.3366 | 332.8547 | -167.1453 | -167.1453 | 0
[25 empty] | 2381.6244 | 2048.7092 | 332.9152 | -167.0848 | -167.0848 | 0
[25 empty] | 2386.6054 | 2052.9939 | 333.6115 | -166.3885 | -166.3885 | 0
[25 empty] | 2396.5636 | 2061.5601 | 335.0035 | -164.9965 | -164.9965 | 0
[25 empty] | 2418.0466 | 2080.0401 | 338.0065 | -161.9935 | -161.9935 | 0
[25 empty] | 2431.026 | 2091.2051 | 339.8208 | -160.1792 | -160.1792 | 0
[25 empty] | 2441.208 | 2099.9639 | 341.2441 | -158.7559 | -158.7559 | 0
[25 empty] | 2456.9846 | 2113.5351 | 343.4495 | -156.5505 | -156.5505 | 0
[25 empty] | 2476.4535 | 2130.2826 | 346.1709 | -153.8291 | -153.8291 | 0
[25 empty] | 2497.4601 | 2148.3528 | 349.1073 | -150.8927 | -150.8927 | 0
[25 empty] | 2530.8107 | 2177.0415 | 353.7692 | -146.2308 | -146.2308 | 0
[25 empty] | 2558.9639 | 2201.2592 | 357.7046 | -142.2954 | -142.2954 | 0
[25 empty] | 2583.9768 | 2222.7758 | 361.2011 | -138.7989 | -138.7989 | 0
[25 empty] | 2612.3465 | 2247.1798 | 365.1667 | -134.8333 | -134.8333 | 0
[25 empty] | 2642.6653 | 2273.2604 | 369.4048 | -130.5952 | -130.5952 | 0
[25 empty] | 2678.2465 | 2303.8679 | 374.3785 | -125.6215 | -125.6215 | 0
[25 empty] | 2726.3595 | 2345.2554 | 381.104 | -118.896 | -118.896 | 0
[25 empty] | 2771.6752 | 2384.2367 | 387.4385 | -112.5615 | -112.5615 | 0
[25 empty] | 2814.753 | 2421.2929 | 393.4601 | -106.5399 | -106.5399 | 0
[25 empty] | 2859.0617 | 2459.4079 | 399.6538 | -100.3462 | -100.3462 | 0
[25 empty] | 2904.6012 | 2498.5817 | 406.0195 | -93.9805 | -93.9805 | 0
[24 empty] | 2 | 2946.784 | 2534.8679 | 411.916 | -88.084 | -88.084 | 0
[25 empty] | 3002.2817 | 2582.6079 | 419.6738 | -80.3262 | -80.3262 | 0
[25 empty] | 3054.3109 | 2627.3642 | 426.9467 | -73.0533 | -73.0533 | 0
[25 empty] | 3102.6476 | 2668.9442 | 433.7034 | -66.2966 | -66.2966 | 0
[25 empty] | 3153.8935 | 2713.0267 | 440.8668 | -59.1332 | -59.1332 | 0
[25 empty] | 3205.8108 | 2757.6867 | 448.1241 | -51.8759 | -51.8759 | 0
[25 empty] | 3241.789 | 2788.6357 | 453.1533 | -46.8467 | -46.8467 | 0
[25 empty] | 3288.682 | 2828.9738 | 459.7082 | -40.2918 | -40.2918 | 0
[25 empty] | 3331.1283 | 2865.4867 | 465.6416 | -34.3584 | -34.3584 | 0
[25 empty] | 3370.7448 | 2899.5654 | 471.1794 | -28.8206 | -28.8206 | 0
[25 empty] | 3413.09 | 2935.9914 | 477.0986 | -22.9014 | -22.9014 | 0
[25 empty] | 3457.9617 | 2974.5907 | 483.371 | -16.629 | -16.629 | 0
[25 empty] | 3483.5847 | 2996.632 | 486.9527 | -13.0473 | -13.0473 | 0
[25 empty] | 3521.068 | 3028.8757 | 492.1923 | -7.8077 | -7.8077 | 0
[25 empty] | 3552.2855 | 3055.7295 | 496.556 | -3.444 | -3.444 | 0
[25 empty] | 3581.6009 | 3080.947 | 500.6539 | 0.65388 | 0 | 0.65388
[25 empty] | 3614.3848 | 3109.1482 | 505.2366 | 5.2366 | 0 | 5.2366
[25 empty] | 3649.0709 | 3138.9857 | 510.0852 | 10.0852 | 0 | 10.0852
[25 empty] | 3664.9882 | 3152.6781 | 512.3102 | 12.3102 | 0 | 12.3102
[25 empty] | 3690.5426 | 3174.6603 | 515.8823 | 15.8823 | 0 | 15.8823
[25 empty] | 3708.0842 | 3189.7498 | 518.3343 | 18.3343 | 0 | 18.3343
[25 empty] | 3722.9187 | 3202.5107 | 520.408 | 20.408 | 0 | 20.408
[25 empty] | 3742.9507 | 3219.7426 | 523.2082 | 23.2082 | 0 | 23.2082
[25 empty] | 3766.5561 | 3240.0482 | 526.5078 | 26.5078 | 0 | 26.5078
[25 empty] | 3772.4863 | 3245.1495 | 527.3368 | 27.3368 | 0 | 27.3368
[25 empty] | 3786.4726 | 3257.1807 | 529.2919 | 29.2919 | 0 | 29.2919
[25 empty] | 3791.9552 | 3261.897 | 530.0583 | 30.0583 | 0 | 30.0583
[25 empty] | 3796.0952 | 3265.4582 | 530.637 | 30.637 | 0 | 30.637
[25 empty] | 3805.9416 | 3273.9282 | 532.0133 | 32.0133 | 0 | 32.0133
[25 empty] | 3820.823 | 3286.7295 | 534.0935 | 34.0935 | 0 | 34.0935
[25 empty] | 3820.823 | 3286.7295 | 534.0935 | 34.0935 | 0 | 34.0935
[25 empty] | 3823.6383 | 3289.1512 | 534.4871 | 34.4871 | 0 | 34.4871
[25 empty] | 3823.6383 | 3289.1512 | 534.4871 | 34.4871 | 0 | 34.4871
[25 empty] | 3823.6383 | 3289.1512 | 534.4871 | 34.4871 | 0 | 34.4871
[25 empty] | 3823.6383 | 3289.1512 | 534.4871 | 34.4871 | 0 | 34.4871
[25 empty] | 3827.2116 | 3292.225 | 534.9866 | 34.9866 | 0 | 34.9866
[25 empty] | 3827.2116 | 3292.225 | 534.9866 | 34.9866 | 0 | 34.9866
[25 empty] | 3827.2116 | 3292.225 | 534.9866 | 34.9866 | 0 | 34.9866
[25 empty] | 3827.2116 | 3292.225 | 534.9866 | 34.9866 | 0 | 34.9866
[25 empty] | 3827.2116 | 3292.225 | 534.9866 | 34.9866 | 0 | 34.9866
[25 empty] | 3827.2116 | 3292.225 | 534.9866 | 34.9866 | 0 | 34.9866
[25 empty] | 3827.2116 | 3292.225 | 534.9866 | 34.9866 | 0 | 34.9866
[25 empty] | 3827.2116 | 3292.225 | 534.9866 | 34.9866 | 0 | 34.9866
[25 empty] | 3827.2116 | 3292.225 | 534.9866 | 34.9866 | 0 | 34.9866
[25 empty] | 3827.2116 | 3292.225 | 534.9866 | 34.9866 | 0 | 34.9866
[25 empty] | 3827.2116 | 3292.225 | 534.9866 | 34.9866 | 0 | 34.9866
[25 empty] | 3827.2116 | 3292.225 | 534.9866 | 34.9866 | 0 | 34.9866
[25 empty] | 3827.2116 | 3292.225 | 534.9866 | 34.9866 | 0 | 34.9866
[25 empty] | 3827.2116 | 3292.225 | 534.9866 | 34.9866 | 0 | 34.9866
[25 empty] | 3833.4919 | 3297.6275 | 535.8645 | 35.8645 | 0 | 35.8645
[25 empty] | 3833.4919 | 3297.6275 | 535.8645 | 35.8645 | 0 | 35.8645
[25 empty] | 3833.4919 | 3297.6275 | 535.8645 | 35.8645 | 0 | 35.8645
[25 empty] | 3833.925 | 3298 | 535.925 | 35.925 | 0 | 35.925
[25 empty] | 3838.906 | 3302.2847 | 536.6213 | 36.6213 | 0 | 36.6213
[25 empty] | 3848.8643 | 3310.851 | 538.0133 | 38.0133 | 0 | 38.0133
[25 empty] | 3870.3472 | 3329.331 | 541.0163 | 41.0163 | 0 | 41.0163
[25 empty] | 3883.3266 | 3340.496 | 542.8306 | 42.8306 | 0 | 42.8306
[25 empty] | 3893.5086 | 3349.2547 | 544.2539 | 44.2539 | 0 | 44.2539
[25 empty] | 3909.2852 | 3362.826 | 546.4592 | 46.4592 | 0 | 46.4592
[25 empty] | 3928.7542 | 3379.5735 | 549.1807 | 49.1807 | 0 | 49.1807
[25 empty] | 3949.7607 | 3397.6436 | 552.1171 | 52.1171 | 0 | 52.1171
[25 empty] | 3983.1113 | 3426.3323 | 556.779 | 56.779 | 0 | 56.779
[25 empty] | 4011.2645 | 3450.5501 | 560.7144 | 60.7144 | 0 | 60.7144
[25 empty] | 4036.2774 | 3472.0666 | 564.2108 | 64.2108 | 0 | 64.2108
[25 empty] | 4064.6471 | 3496.4706 | 568.1765 | 68.1765 | 0 | 68.1765
[25 empty] | 4094.9659 | 3522.5513 | 572.4146 | 72.4146 | 0 | 72.4146
[25 empty] | 4130.5471 | 3553.1588 | 577.3883 | 77.3883 | 0 | 77.3883
[25 empty] | 4178.6601 | 3594.5463 | 584.1138 | 84.1138 | 0 | 84.1138
[25 empty] | 4223.9758 | 3633.5275 | 590.4482 | 90.4482 | 0 | 90.4482
[25 empty] | 4267.0537 | 3670.5838 | 596.4699 | 96.4699 | 0 | 96.4699
[25 empty] | 4311.3623 | 3708.6988 | 602.6636 | 102.6636 | 0 | 102.6636
[25 empty] | 4356.9018 | 3747.8725 | 609.0293 | 109.0293 | 0 | 109.0293
[24 empty] | 3 | 4399.0846 | 3784.1588 | 614.9258 | 114.9258 | 0 | 114.9258
[25 empty] | 4454.5823 | 3831.8988 | 622.6836 | 122.6836 | 0 | 122.6836
[25 empty] | 4506.6115 | 3876.655 | 629.9564 | 129.9564 | 0 | 129.9564
[25 empty] | 4554.9482 | 3918.235 | 636.7132 | 136.7132 | 0 | 136.7132
[25 empty] | 4606.1941 | 3962.3175 | 643.8766 | 143.8766 | 0 | 143.8766
[25 empty] | 4658.1114 | 4006.9775 | 651.1339 | 151.1339 | 0 | 151.1339
[25 empty] | 4694.0896 | 4037.9266 | 656.1631 | 156.1631 | 0 | 156.1631
[25 empty] | 4740.9826 | 4078.2646 | 662.718 | 162.718 | 0 | 162.718
[25 empty] | 4783.4289 | 4114.7775 | 668.6514 | 168.6514 | 0 | 168.6514
[25 empty] | 4823.0454 | 4148.8562 | 674.1891 | 174.1891 | 0 | 174.1891
[25 empty] | 4865.3906 | 4185.2822 | 680.1084 | 180.1084 | 0 | 180.1084
[25 empty] | 4910.2623 | 4223.8816 | 686.3808 | 186.3808 | 0 | 186.3808
[25 empty] | 4935.8853 | 4245.9228 | 689.9625 | 189.9625 | 0 | 189.9625
[25 empty] | 4973.3686 | 4278.1666 | 695.2021 | 195.2021 | 0 | 195.2021
[25 empty] | 5004.5861 | 4305.0203 | 699.5658 | 199.5658 | 0 | 199.5658
[25 empty] | 5033.9015 | 4330.2378 | 703.6636 | 203.6636 | 0 | 203.6636
[25 empty] | 5066.6854 | 4358.4391 | 708.2463 | 208.2463 | 0 | 208.2463
[25 empty] | 5101.3715 | 4388.2766 | 713.0949 | 213.0949 | 0 | 213.0949
[25 empty] | 5117.2889 | 4401.9689 | 715.3199 | 215.3199 | 0 | 215.3199
[25 empty] | 5142.8432 | 4423.9512 | 718.8921 | 218.8921 | 0 | 218.8921
[25 empty] | 5160.3848 | 4439.0407 | 721.3441 | 221.3441 | 0 | 221.3441
[25 empty] | 5175.2193 | 4451.8016 | 723.4178 | 223.4178 | 0 | 223.4178
[25 empty] | 5195.2514 | 4469.0334 | 726.2179 | 226.2179 | 0 | 226.2179
[25 empty] | 5218.8567 | 4489.3391 | 729.5176 | 229.5176 | 0 | 229.5176
[25 empty] | 5224.7869 | 4494.4403 | 730.3466 | 230.3466 | 0 | 230.3466
[25 empty] | 5238.7732 | 4506.4716 | 732.3016 | 232.3016 | 0 | 232.3016
[25 empty] | 5244.2558 | 4511.1878 | 733.068 | 233.068 | 0 | 233.068
[25 empty] | 5248.3958 | 4514.7491 | 733.6467 | 233.6467 | 0 | 233.6467
[25 empty] | 5258.2422 | 4523.2191 | 735.0231 | 235.0231 | 0 | 235.0231
[25 empty] | 5273.1236 | 4536.0203 | 737.1033 | 237.1033 | 0 | 237.1033
[25 empty] | 5273.1236 | 4536.0203 | 737.1033 | 237.1033 | 0 | 237.1033
[25 empty] | 5275.9389 | 4538.4421 | 737.4968 | 237.4968 | 0 | 237.4968
[25 empty] | 5275.9389 | 4538.4421 | 737.4968 | 237.4968 | 0 | 237.4968
[25 empty] | 5275.9389 | 4538.4421 | 737.4968 | 237.4968 | 0 | 237.4968
[25 empty] | 5275.9389 | 4538.4421 | 737.4968 | 237.4968 | 0 | 237.4968
[25 empty] | 5279.5122 | 4541.5159 | 737.9963 | 237.9963 | 0 | 237.9963
[25 empty] | 5279.5122 | 4541.5159 | 737.9963 | 237.9963 | 0 | 237.9963
[25 empty] | 5279.5122 | 4541.5159 | 737.9963 | 237.9963 | 0 | 237.9963
[25 empty] | 5279.5122 | 4541.5159 | 737.9963 | 237.9963 | 0 | 237.9963
[25 empty] | 5279.5122 | 4541.5159 | 737.9963 | 237.9963 | 0 | 237.9963
[25 empty] | 5279.5122 | 4541.5159 | 737.9963 | 237.9963 | 0 | 237.9963
[25 empty] | 5279.5122 | 4541.5159 | 737.9963 | 237.9963 | 0 | 237.9963
[25 empty] | 5279.5122 | 4541.5159 | 737.9963 | 237.9963 | 0 | 237.9963
[25 empty] | 5279.5122 | 4541.5159 | 737.9963 | 237.9963 | 0 | 237.9963
[25 empty] | 5279.5122 | 4541.5159 | 737.9963 | 237.9963 | 0 | 237.9963
[25 empty] | 5279.5122 | 4541.5159 | 737.9963 | 237.9963 | 0 | 237.9963
[25 empty] | 5279.5122 | 4541.5159 | 737.9963 | 237.9963 | 0 | 237.9963
[25 empty] | 5279.5122 | 4541.5159 | 737.9963 | 237.9963 | 0 | 237.9963
[25 empty] | 5279.5122 | 4541.5159 | 737.9963 | 237.9963 | 0 | 237.9963
[25 empty] | 5285.7925 | 4546.9183 | 738.8742 | 238.8742 | 0 | 238.8742
[25 empty] | 5285.7925 | 4546.9183 | 738.8742 | 238.8742 | 0 | 238.8742
[25 empty] | 5285.7925 | 4546.9183 | 738.8742 | 238.8742 | 0 | 238.8742
[25 empty] | 5286.2257 | 4547.2909 | 738.9348 | 238.9348 | 0 | 238.9348
[25 empty] | 5291.2066 | 4551.5756 | 739.631 | 239.631 | 0 | 239.631
[25 empty] | 5301.1649 | 4560.1418 | 741.023 | 241.023 | 0 | 241.023
[25 empty] | 5322.6479 | 4578.6218 | 744.026 | 244.026 | 0 | 244.026
[25 empty] | 5335.6272 | 4589.7868 | 745.8404 | 245.8404 | 0 | 245.8404
[25 empty] | 5345.8092 | 4598.5456 | 747.2637 | 247.2637 | 0 | 247.2637
[25 empty] | 5361.5858 | 4612.1168 | 749.469 | 249.469 | 0 | 249.469
[25 empty] | 5381.0548 | 4628.8643 | 752.1905 | 252.1905 | 0 | 252.1905
[25 empty] | 5402.0613 | 4646.9345 | 755.1269 | 255.1269 | 0 | 255.1269
[25 empty] | 5435.412 | 4675.6232 | 759.7888 | 259.7888 | 0 | 259.7888
[25 empty] | 5463.5651 | 4699.8409 | 763.7242 | 263.7242 | 0 | 263.7242
[25 empty] | 5488.578 | 4721.3575 | 767.2206 | 267.2206 | 0 | 267.2206
[25 empty] | 5516.9477 | 4745.7615 | 771.1862 | 271.1862 | 0 | 271.1862
[25 empty] | 5547.2665 | 4771.8421 | 775.4243 | 275.4243 | 0 | 275.4243
[25 empty] | 5582.8477 | 4802.4496 | 780.3981 | 280.3981 | 0 | 280.3981
[25 empty] | 5630.9607 | 4843.8371 | 787.1235 | 287.1235 | 0 | 287.1235
[25 empty] | 5676.2764 | 4882.8184 | 793.458 | 293.458 | 0 | 293.458
[25 empty] | 5719.3543 | 4919.8746 | 799.4796 | 299.4796 | 0 | 299.4796
[25 empty] | 5763.663 | 4957.9896 | 805.6733 | 305.6733 | 0 | 305.6733
[25 empty] | 5809.2024 | 4997.1634 | 812.0391 | 312.0391 | 0 | 312.0391
[24 empty] | 4 | 5851.3852 | 5033.4496 | 817.9356 | 317.9356 | 0 | 317.9356
[25 empty] | 5906.883 | 5081.1896 | 825.6933 | 325.6933 | 0 | 325.6933
[25 empty] | 5958.9121 | 5125.9459 | 832.9662 | 332.9662 | 0 | 332.9662
[25 empty] | 6007.2488 | 5167.5259 | 839.723 | 339.723 | 0 | 339.723
[25 empty] | 6058.4947 | 5211.6084 | 846.8864 | 346.8864 | 0 | 346.8864
[25 empty] | 6110.412 | 5256.2684 | 854.1436 | 354.1436 | 0 | 354.1436
[25 empty] | 6146.3903 | 5287.2174 | 859.1728 | 359.1728 | 0 | 359.1728
[25 empty] | 6193.2833 | 5327.5555 | 865.7278 | 365.7278 | 0 | 365.7278
[25 empty] | 6235.7295 | 5364.0684 | 871.6611 | 371.6611 | 0 | 371.6611
[25 empty] | 6275.346 | 5398.1471 | 877.1989 | 377.1989 | 0 | 377.1989
[25 empty] | 6317.6912 | 5434.5731 | 883.1181 | 383.1181 | 0 | 383.1181
[25 empty] | 6362.5629 | 5473.1724 | 889.3905 | 389.3905 | 0 | 389.3905
[25 empty] | 6388.1859 | 5495.2137 | 892.9722 | 392.9722 | 0 | 392.9722
[25 empty] | 6425.6692 | 5527.4574 | 898.2118 | 398.2118 | 0 | 398.2118
[25 empty] | 6456.8867 | 5554.3112 | 902.5756 | 402.5756 | 0 | 402.5756
[25 empty] | 6486.2021 | 5579.5287 | 906.6734 | 406.6734 | 0 | 406.6734
[25 empty] | 6518.986 | 5607.7299 | 911.2561 | 411.2561 | 0 | 411.2561
[25 empty] | 6553.6721 | 5637.5674 | 916.1047 | 416.1047 | 0 | 416.1047
[25 empty] | 6569.5895 | 5651.2598 | 918.3297 | 418.3297 | 0 | 418.3297
[25 empty] | 6595.1438 | 5673.242 | 921.9018 | 421.9018 | 0 | 421.9018
[25 empty] | 6612.6854 | 5688.3315 | 924.3539 | 424.3539 | 0 | 424.3539
[25 empty] | 6627.5199 | 5701.0924 | 926.4275 | 426.4275 | 0 | 426.4275
[25 empty] | 6647.552 | 5718.3243 | 929.2277 | 429.2277 | 0 | 429.2277
[25 empty] | 6671.1573 | 5738.6299 | 932.5274 | 432.5274 | 0 | 432.5274
[25 empty] | 6677.0875 | 5743.7312 | 933.3563 | 433.3563 | 0 | 433.3563
[25 empty] | 6691.0738 | 5755.7624 | 935.3114 | 435.3114 | 0 | 435.3114
[25 empty] | 6696.5565 | 5760.4787 | 936.0778 | 436.0778 | 0 | 436.0778
[25 empty] | 6700.6964 | 5764.0399 | 936.6565 | 436.6565 | 0 | 436.6565
[25 empty] | 6710.5428 | 5772.5099 | 938.0329 | 438.0329 | 0 | 438.0329
[25 empty] | 6725.4242 | 5785.3112 | 940.1131 | 440.1131 | 0 | 440.1131
[25 empty] | 6725.4242 | 5785.3112 | 940.1131 | 440.1131 | 0 | 440.1131
[25 empty] | 6728.2395 | 5787.7329 | 940.5066 | 440.5066 | 0 | 440.5066
[25 empty] | 6728.2395 | 5787.7329 | 940.5066 | 440.5066 | 0 | 440.5066
[25 empty] | 6728.2395 | 5787.7329 | 940.5066 | 440.5066 | 0 | 440.5066
[25 empty] | 6728.2395 | 5787.7329 | 940.5066 | 440.5066 | 0 | 440.5066
[25 empty] | 6731.8128 | 5790.8067 | 941.0061 | 441.0061 | 0 | 441.0061
[25 empty] | 6731.8128 | 5790.8067 | 941.0061 | 441.0061 | 0 | 441.0061
[25 empty] | 6731.8128 | 5790.8067 | 941.0061 | 441.0061 | 0 | 441.0061
[25 empty] | 6731.8128 | 5790.8067 | 941.0061 | 441.0061 | 0 | 441.0061
[25 empty] | 6731.8128 | 5790.8067 | 941.0061 | 441.0061 | 0 | 441.0061
[25 empty] | 6731.8128 | 5790.8067 | 941.0061 | 441.0061 | 0 | 441.0061
[25 empty] | 6731.8128 | 5790.8067 | 941.0061 | 441.0061 | 0 | 441.0061
[25 empty] | 6731.8128 | 5790.8067 | 941.0061 | 441.0061 | 0 | 441.0061
[25 empty] | 6731.8128 | 5790.8067 | 941.0061 | 441.0061 | 0 | 441.0061
[25 empty] | 6731.8128 | 5790.8067 | 941.0061 | 441.0061 | 0 | 441.0061
[25 empty] | 6731.8128 | 5790.8067 | 941.0061 | 441.0061 | 0 | 441.0061
[25 empty] | 6731.8128 | 5790.8067 | 941.0061 | 441.0061 | 0 | 441.0061
[25 empty] | 6731.8128 | 5790.8067 | 941.0061 | 441.0061 | 0 | 441.0061
[25 empty] | 6731.8128 | 5790.8067 | 941.0061 | 441.0061 | 0 | 441.0061
[25 empty] | 6738.0931 | 5796.2092 | 941.884 | 441.884 | 0 | 441.884
[25 empty] | 6738.0931 | 5796.2092 | 941.884 | 441.884 | 0 | 441.884
[25 empty] | 6738.0931 | 5796.2092 | 941.884 | 441.884 | 0 | 441.884
[25 empty] | 6738.5263 | 5796.5817 | 941.9445 | 441.9445 | 0 | 441.9445
[25 empty] | 6743.5072 | 5800.8664 | 942.6408 | 442.6408 | 0 | 442.6408
[25 empty] | 6753.4655 | 5809.4327 | 944.0328 | 444.0328 | 0 | 444.0328
[25 empty] | 6774.9485 | 5827.9127 | 947.0358 | 447.0358 | 0 | 447.0358
[25 empty] | 6787.9278 | 5839.0777 | 948.8501 | 448.8501 | 0 | 448.8501
[25 empty] | 6798.1098 | 5847.8364 | 950.2734 | 450.2734 | 0 | 450.2734
[25 empty] | 6813.8864 | 5861.4077 | 952.4787 | 452.4787 | 0 | 452.4787
[25 empty] | 6833.3554 | 5878.1552 | 955.2002 | 455.2002 | 0 | 455.2002
[25 empty] | 6854.3619 | 5896.2253 | 958.1366 | 458.1366 | 0 | 458.1366
[25 empty] | 6887.7126 | 5924.914 | 962.7985 | 462.7985 | 0 | 462.7985
[25 empty] | 6915.8657 | 5949.1318 | 966.7339 | 466.7339 | 0 | 466.7339
[25 empty] | 6940.8787 | 5970.6483 | 970.2303 | 470.2303 | 0 | 470.2303
[25 empty] | 6969.2483 | 5995.0523 | 974.196 | 474.196 | 0 | 474.196
[25 empty] | 6999.5671 | 6021.133 | 978.4341 | 478.4341 | 0 | 478.4341
[25 empty] | 7035.1483 | 6051.7405 | 983.4078 | 483.4078 | 0 | 483.4078
[25 empty] | 7083.2613 | 6093.128 | 990.1333 | 490.1333 | 0 | 490.1333
[25 empty] | 7128.577 | 6132.1092 | 996.4678 | 496.4678 | 0 | 496.4678
[25 empty] | 7171.6549 | 6169.1655 | 1002.4894 | 502.4894 | 0 | 502.4894
[25 empty] | 7215.9636 | 6207.2805 | 1008.6831 | 508.6831 | 0 | 508.6831
[25 empty] | 7261.503 | 6246.4542 | 1015.0488 | 515.0488 | 0 | 515.0488
[24 empty] | 5 | 7303.6858 | 6282.7405 | 1020.9453 | 520.9453 | 0 | 520.9453

## Dry-Bulb Temp (hidden)
[5 empty] | DateCode | 11 | 12 | 13 | 14 | 15 | 16 | 21 | 22 | 23 | 24 | 25 | 26 | 31 | 32 | 33 | 34 | 35 | 36 | 41 | 42 | 43 | 44 | 45 | 46 | 51 | 52 | 53 | 54 | 55 | 56 | 61 | 62 | 63 | 64 | 65 | 66 | 71 | 72 | 73 | 74 | 75 | 76 | 81 | 82 | 83 | 84 | 85 | 86 | 91 | 92 | 93 | 94 | 95 | 96 | 101 | 102 | 103 | 104 | 105 | 106 | 111 | 112 | 113 | 114 | 115 | 116 | 121 | 122 | 123 | 124 | 125 | 126
Station | Station City | State | Winter 99.6% | Winter 99.0% | Column Index | 7 | 8 | 9 | 10 | 11 | 12 | 13 | 14 | 15 | 16 | 17 | 18 | 19 | 20 | 21 | 22 | 23 | 24 | 25 | 26 | 27 | 28 | 29 | 30 | 31 | 32 | 33 | 34 | 35 | 36 | 37 | 38 | 39 | 40 | 41 | 42 | 43 | 44 | 45 | 46 | 47 | 48 | 49 | 50 | 51 | 52 | 53 | 54 | 55 | 56 | 57 | 58 | 59 | 60 | 61 | 62 | 63 | 64 | 65 | 66 | 67 | 68 | 69 | 70 | 71 | 72 | 73 | 74 | 75 | 76 | 77 | 78
722287 | Anniston Metropolitan AP | Alabama | 19.4 | 24.1 | Dry-Bulb (F) | 41.1 | 40.4 | 46.1 | 50.4 | 46.4 | 42.9 | 46.2 | 45.3 | 52.3 | 58 | 53.4 | 48.9 | 47.7 | 47.9 | 58.7 | 64.3 | 59.5 | 52 | 58.8 | 59.6 | 69 | 72.6 | 67.5 | 61.1 | 66.4 | 67.7 | 76.2 | 78.6 | 73.4 | 68.4 | 66.3 | 69.2 | 81.6 | 84.4 | 78.1 | 69.7 | 71.2 | 73 | 80.9 | 83.3 | 77.5 | 72.7 | 68.9 | 70.7 | 82.5 | 85.8 | 78.8 | 71.9 | 64.1 | 64.6 | 75.8 | 79.8 | 72.6 | 66.3 | 50.8 | 51.4 | 66.4 | 71.9 | 60.5 | 53.7 | 50.6 | 49.8 | 61.7 | 67.1 | 58.4 | 52.9 | 37.7 | 37.4 | 46.3 | 51.7 | 44.4 | 39.7
722280 | Birmingham | Alabama | 18.6 | 23 | Dry-Bulb (F) | 37.5 | 36.3 | 44.3 | 49.9 | 44.2 | 39.6 | 42.4 | 41.2 | 50.9 | 57.3 | 51.5 | 45.2 | 48.2 | 48.2 | 59.1 | 64.5 | 57.4 | 50.4 | 55.6 | 57.4 | 69.2 | 74.2 | 68.2 | 60.1 | 63.8 | 65.4 | 74.3 | 77.3 | 73.1 | 66.8 | 69.4 | 72.9 | 81.8 | 84.5 | 79.3 | 71.9 | 73.3 | 76.2 | 85.8 | 88.4 | 81.8 | 75.8 | 72.6 | 73.7 | 83.3 | 86.9 | 81.8 | 75.5 | 68.1 | 68.3 | 77.2 | 81.3 | 75.2 | 70 | 53.4 | 55.2 | 67.7 | 72.3 | 61 | 54.9 | 51.2 | 51.4 | 59.2 | 63.6 | 55.9 | 52 | 40.4 | 39.6 | 48.8 | 54.5 | 47 | 42.6
722269 | Cairns Field Fort Rucker | Alabama | 26.7 | 30.4 | Dry-Bulb (F) | 39.3 | 38.6 | 49.2 | 55.3 | 48.5 | 42.5 | 45.6 | 45.6 | 54.9 | 61.3 | 54.8 | 48.5 | 49 | 48.4 | 58 | 63.1 | 58.6 | 52.4 | 52.4 | 54.4 | 69.3 | 74.2 | 67 | 57.7 | 69.1 | 70.3 | 78.3 | 80.3 | 75.3 | 71.2 | 70.3 | 73.3 | 83.2 | 84.4 | 79.3 | 73.3 | 73.7 | 75.9 | 84.7 | 86.6 | 80.6 | 75.6 | 71.3 | 73 | 83.5 | 85.5 | 79.6 | 73.8 | 68 | 68.6 | 79.2 | 82.6 | 76.3 | 70.7 | 53.9 | 54.7 | 69.7 | 73.6 | 64.4 | 56.9 | 48.9 | 48.2 | 59.5 | 64 | 56.5 | 51.5 | 43.7 | 42.4 | 50.8 | 57.4 | 50.8 | 46.6
722268 | Dothan Municipal AP | Alabama | 27 | 31 | Dry-Bulb (F) | 39.4 | 37.9 | 46.9 | 53.7 | 47.4 | 42 | 43.6 | 42.8 | 52.8 | 60 | 53.4 | 46.7 | 55.7 | 55.8 | 64.2 | 69 | 63.9 | 58.1 | 55.2 | 57.2 | 70 | 75.3 | 69 | 59.8 | 68 | 70.8 | 83.3 | 88.1 | 81.7 | 72.5 | 72.7 | 73.9 | 82.3 | 85.3 | 80.3 | 75.2 | 73.2 | 75.5 | 85.1 | 87.5 | 82 | 75.8 | 74.1 | 75.4 | 83.9 | 85.3 | 79.3 | 75.6 | 74.1 | 74.7 | 82.4 | 84.2 | 79.5 | 76 | 58.2 | 58.8 | 74.3 | 78.8 | 69.4 | 62.4 | 53.6 | 53.6 | 64.2 | 68.4 | 59.7 | 55 | 41.1 | 40.5 | 51 | 57.2 | 48.9 | 44.5
722285 | Gadsen Muni (AWOS) | Alabama | 18.1 | 21.5 | Dry-Bulb (F) | 35.4 | 34.8 | 43.2 | 48.9 | 42.2 | 37.5 | 41.6 | 40.4 | 50 | 57.1 | 50.4 | 44.4 | 49.1 | 49.4 | 59.3 | 64 | 58.4 | 51.1 | 52.6 | 54.5 | 66.7 | 71.9 | 65.1 | 56.5 | 55.8 | 59.2 | 70.9 | 74.9 | 68 | 60 | 66.6 | 69.6 | 78.7 | 81.7 | 75.9 | 69.4 | 70.1 | 72.6 | 83.8 | 86.2 | 79.5 | 72.6 | 69.4 | 71.2 | 82.3 | 85.3 | 78.5 | 72 | 63.6 | 65.1 | 76.5 | 80.3 | 73.3 | 65.8 | 50.9 | 52.2 | 67 | 72.7 | 62.3 | 54.6 | 46.9 | 47.1 | 58.9 | 63.8 | 54.2 | 49.8 | 34.8 | 33.2 | 43.5 | 48.6 | 41.9 | 36.4
723230 | Huntsville | Alabama | 16.2 | 20.5 | Dry-Bulb (F) | 32.7 | 31.2 | 38.4 | 43.2 | 38.9 | 35.1 | 38.4 | 36.9 | 43.7 | 50.1 | 46 | 41.3 | 46.7 | 46.5 | 55.7 | 60.5 | 55.3 | 49.6 | 52.6 | 53.8 | 64 | 68.3 | 63.6 | 56.4 | 61.5 | 64 | 74.1 | 77.2 | 72.7 | 65.4 | 70 | 73.6 | 82.5 | 85.6 | 80.3 | 72.9 | 70.9 | 73.5 | 84.2 | 87.1 | 81.5 | 74.4 | 69.8 | 71.9 | 81.7 | 85 | 78.7 | 72.3 | 65.2 | 66.4 | 76.9 | 81.7 | 74.7 | 68.1 | 51 | 51.4 | 63.5 | 68.4 | 60.2 | 53.5 | 49.1 | 49 | 57 | 60.8 | 54.6 | 50.6 | 36.8 | 36.2 | 44.8 | 49.9 | 43.7 | 39.2
722265 | Maxwell AFB | Alabama | 27.9 | 31.5 | Dry-Bulb (F) | 39.4 | 36.2 | 45.4 | 52.8 | 46.8 | 42.1 | 45 | 43.9 | 53 | 59.4 | 53.9 | 48.1 | 47.6 | 47.6 | 56.8 | 62.8 | 57.9 | 51.6 | 55 | 56 | 67.5 | 72.8 | 67.9 | 59.6 | 65.5 | 69 | 80.2 | 83.6 | 77.5 | 69.2 | 72.6 | 74.9 | 84.4 | 86.5 | 82.2 | 76.2 | 76 | 77.8 | 87.3 | 89.7 | 83.6 | 78.2 | 73.8 | 75.2 | 85.1 | 88.7 | 82.4 | 76.8 | 70 | 70.5 | 80.8 | 84.5 | 78.1 | 72.2 | 55.7 | 56.6 | 71.2 | 76.4 | 65.7 | 58.6 | 46.4 | 47.3 | 56.5 | 61.2 | 54.1 | 48.9 | 43 | 41.3 | 49.4 | 55.2 | 48.8 | 44.8
722230 | Mobile | Alabama | 26.5 | 30.2 | Dry-Bulb (F) | 41.6 | 40.7 | 50.1 | 55.2 | 48.6 | 44.1 | 48.8 | 48.6 | 56.5 | 61.1 | 55.2 | 50.8 | 54.7 | 55 | 65.8 | 70 | 63.3 | 57.3 | 59.2 | 61.3 | 73.2 | 77 | 70.2 | 63 | 67.9 | 69.2 | 78.8 | 81.2 | 75.1 | 70.2 | 73.2 | 76.3 | 86 | 85.9 | 80.3 | 75.3 | 75.6 | 77.8 | 85.8 | 86.8 | 80.7 | 77.1 | 73.8 | 75.9 | 84.6 | 86.3 | 80.5 | 75.7 | 71.4 | 72 | 82.4 | 85.2 | 79.4 | 73.9 | 60.9 | 61.5 | 72.2 | 75.3 | 67.6 | 62.8 | 54.2 | 53.9 | 63 | 66.7 | 60.1 | 56.1 | 49.2 | 48.6 | 56.5 | 61.4 | 55.9 | 52
722260 | Montgomery | Alabama | 23.7 | 27.2 | Dry-Bulb (F) | 40.1 | 38.6 | 46.6 | 52.9 | 47 | 42.9 | 43.5 | 42.4 | 51.5 | 58.1 | 52.1 | 46.7 | 51.7 | 51.6 | 64.5 | 70.6 | 63.3 | 56 | 57.5 | 59.3 | 70.8 | 75.6 | 69.5 | 61.7 | 63.1 | 65.9 | 77.3 | 80.8 | 74.9 | 66.9 | 70.6 | 73.5 | 84.3 | 87.6 | 81.6 | 73.4 | 73 | 75.5 | 85.4 | 88.5 | 82.9 | 75.9 | 73.9 | 75.3 | 84.7 | 87.9 | 81.7 | 76.3 | 66.4 | 68 | 82.3 | 86.2 | 77.5 | 69.8 | 56.4 | 57.1 | 69.5 | 74.1 | 65.7 | 59.2 | 47.8 | 47.7 | 60.9 | 66.2 | 55.9 | 50.4 | 42.7 | 42 | 51.9 | 58.8 | 51.1 | 46
723235 | Muscle Shoals Regional AP | Alabama | 16.9 | 21.6 | Dry-Bulb (F) | 42.1 | 41.2 | 46.8 | 51 | 47.7 | 44.5 | 38.6 | 37.4 | 44.2 | 50.5 | 47.2 | 42.1 | 47.4 | 46.7 | 53.8 | 58.8 | 54.1 | 49.8 | 55.8 | 55.8 | 66.4 | 72 | 67 | 59.2 | 64.8 | 66.3 | 75.5 | 78.6 | 74.5 | 68.1 | 66.2 | 68.3 | 77 | 79.6 | 76.2 | 69.2 | 74.1 | 75.9 | 83.8 | 86.6 | 82.7 | 76.9 | 67 | 68.9 | 79 | 82.4 | 76.6 | 69.9 | 65.7 | 66.2 | 77.8 | 83 | 76.3 | 69.3 | 60.5 | 60.5 | 66.1 | 69.4 | 64.6 | 61.4 | 51.9 | 51.5 | 57.8 | 62.3 | 56.3 | 53.3 | 43.2 | 42.3 | 48.1 | 51.9 | 48.1 | 45.2
722286 | Tuscaloosa Municipal AP | Alabama | 20.1 | 24.7 | Dry-Bulb (F) | 42.5 | 41.8 | 47.4 | 51.8 | 47.8 | 44.3 | 43.8 | 43.5 | 53.1 | 58.8 | 53.4 | 46.7 | 44.9 | 44.2 | 55.8 | 62.7 | 57.8 | 49.5 | 59.3 | 60.2 | 70.4 | 74.7 | 69.7 | 63 | 68.1 | 69.8 | 77.5 | 80.2 | 75.4 | 70.2 | 67.1 | 70.5 | 83.1 | 85.3 | 79.8 | 70.2 | 72.8 | 74.8 | 85.3 | 88.8 | 82.3 | 75.2 | 69.6 | 71.1 | 82.1 | 85.8 | 79.7 | 72.6 | 72.1 | 72.7 | 82.5 | 86.4 | 80.4 | 74.5 | 51.9 | 52.4 | 67.5 | 73.1 | 62.8 | 55 | 54 | 53.7 | 60.9 | 65.2 | 59.4 | 55.7 | 35 | 33.9 | 40.1 | 45.4 | 41.3 | 37.6
704540 | Adak Nas | Alaska | 20.1 | 23 | Dry-Bulb (F) | 31.9 | 31.8 | 32.3 | 33.6 | 32.2 | 31.9 | 32.8 | 32.7 | 33.7 | 35.3 | 34.2 | 33.2 | 34.6 | 34 | 35.5 | 37.2 | 36.1 | 34.8 | 34.5 | 34.4 | 37.1 | 38.8 | 37.5 | 35.3 | 36.8 | 36.7 | 39 | 40.9 | 39.6 | 37.7 | 41.5 | 41.6 | 44 | 45.8 | 44.6 | 42 | 46.1 | 46.4 | 48.5 | 50.2 | 49.3 | 46.4 | 47.6 | 47.4 | 50.6 | 52.6 | 50.8 | 48.1 | 47 | 46.8 | 49.3 | 51.3 | 49.6 | 47.2 | 41.1 | 40.9 | 42.8 | 45 | 43.2 | 41.6 | 35.9 | 35.8 | 37 | 38.7 | 37.4 | 36.5 | 33.1 | 32.9 | 33.2 | 34.6 | 33.4 | 32.4
702730 | Anchorage | Alaska | -10.7 | -5.8 | Dry-Bulb (F) | 17.7 | 16.9 | 16.9 | 18.7 | 17.9 | 17.6 | 15.2 | 14.8 | 18.1 | 22.7 | 19.7 | 16.9 | 23.7 | 21.4 | 24.8 | 29.1 | 29.7 | 26.2 | 33.7 | 32.6 | 38.5 | 43.2 | 42.1 | 37.1 | 44.3 | 45.2 | 51.2 | 54.5 | 52.6 | 47.6 | 51.6 | 53.1 | 57.9 | 61.4 | 60.6 | 55.1 | 54.9 | 55.3 | 59.9 | 63.1 | 62.1 | 57.4 | 52.9 | 52.8 | 57.7 | 61.4 | 60.4 | 55.1 | 48.5 | 48 | 52.4 | 56 | 53.4 | 49.4 | 32.6 | 31.6 | 33.6 | 37.3 | 36 | 33.1 | 21.1 | 20 | 22.1 | 24.9 | 22.7 | 21.7 | 18.2 | 18.4 | 19 | 19.6 | 19.2 | 18.2
702735 | Anchorage Merrill Field | Alaska | -11 | -6.7 | Dry-Bulb (F) | 27.7 | 27.8 | 28.5 | 30 | 28.7 | 28 | 19.2 | 18.4 | 20.8 | 26 | 24.3 | 21 | 24.1 | 22.8 | 28.2 | 35 | 33.3 | 27.7 | 32.9 | 31.5 | 37 | 41.6 | 40.7 | 36.3 | 42.5 | 43.5 | 50.7 | 54.3 | 52.4 | 47.2 | 53.8 | 54.9 | 61.2 | 65.2 | 63.9 | 58.6 | 54.1 | 53.8 | 57.9 | 62.1 | 61.1 | 57.2 | 56.9 | 56.1 | 61.5 | 66.2 | 64.8 | 60.6 | 41.8 | 39.6 | 45.4 | 50.2 | 48.8 | 44.1 | 33.9 | 32.4 | 34.6 | 38.1 | 36.9 | 34.5 | 32.7 | 32.6 | 34.3 | 36.9 | 35.6 | 34 | 22.9 | 22.8 | 23.2 | 24.8 | 23.9 | 23.2
703980 | Annette | Alaska | 14.5 | 19.4 | Dry-Bulb (F) | 35.5 | 35.1 | 37.1 | 37.4 | 35.1 | 34.4 | 39.7 | 40.3 | 41.5 | 42.4 | 40.7 | 39.8 | 35.3 | 35.8 | 40.8 | 42.1 | 39.3 | 36.4 | 39.6 | 41.1 | 46.2 | 48.1 | 45.5 | 41.4 | 45.5 | 47.6 | 52 | 53.4 | 50.8 | 47 | 49.3 | 51 | 53.8 | 55.5 | 53.7 | 50.6 | 53.7 | 55.8 | 59.3 | 60.7 | 60 | 56.6 | 54.4 | 55.5 | 59.3 | 61.7 | 59.5 | 55.6 | 51.8 | 52.3 | 55.5 | 56.3 | 54.4 | 52.4 | 44.9 | 45.4 | 49.1 | 49 | 46.6 | 45 | 40.1 | 39.8 | 42.1 | 42.4 | 41.1 | 40.4 | 38.1 | 37.6 | 38.9 | 39.4 | 37.4 | 37.1
700260 | Barrow | Alaska | -41.2 | -36.2 | Dry-Bulb (F) | -11 | -10.7 | -10.4 | -10.7 | -11 | -10.7 | -14.4 | -15.3 | -15.9 | -13.8 | -14.5 | -14.8 | -12.7 | -13.2 | -11.5 | -7.4 | -9.1 | -11.5 | -4.9 | -5.5 | -1.5 | 3.1 | 3.5 | -0.6 | 17.7 | 17 | 20.2 | 23.3 | 23.4 | 20.8 | 30.9 | 31.4 | 34.3 | 35.9 | 34.4 | 32.8 | 35.4 | 36.6 | 40.1 | 40.7 | 40.3 | 37.8 | 37 | 37.8 | 41.2 | 41.7 | 40.8 | 39 | 31.1 | 31 | 32 | 33.1 | 32.4 | 31 | 14.7 | 14.4 | 14.7 | 14.7 | 13.8 | 13.7 | -5 | -5 | -4.6 | -4.3 | -4.5 | -5.2 | -8.7 | -9.5 | -9.5 | -9.3 | -8.4 | -7.8
702190 | Bethel | Alaska | -28.3 | -23.7 | Dry-Bulb (F) | 14.8 | 14.1 | 14.1 | 15.9 | 15.4 | 14.4 | 11.9 | 10.6 | 10.9 | 13.8 | 14.5 | 13.2 | 11.9 | 10.3 | 11.6 | 17.8 | 17 | 13.7 | 25.9 | 25.5 | 30.9 | 36.2 | 34.9 | 29.9 | 37 | 37.5 | 44.4 | 48.9 | 48.3 | 42.6 | 46.5 | 46.4 | 52.3 | 57.6 | 57.7 | 52.5 | 51.3 | 50.7 | 55.8 | 60.3 | 61 | 56.7 | 49.5 | 48.8 | 52.7 | 56.9 | 57.1 | 52.8 | 42 | 40.9 | 44.4 | 49.7 | 48.9 | 44.1 | 30 | 29.2 | 31.3 | 35.2 | 33.4 | 30.4 | 17.4 | 17.4 | 18.1 | 20.6 | 18.8 | 17.7 | 11.1 | 12 | 12.9 | 14 | 12.3 | 10.5
701740 | Bettles | Alaska | -51.7 | -46.6 | Dry-Bulb (F) | -5.1 | -5.8 | -6.9 | -5 | -4.9 | -5.3 | -8.1 | -9.4 | -7.2 | 1.3 | -2.6 | -7.2 | -2.3 | -3.3 | 5.9 | 14.6 | 10 | 2 | 19.2 | 18.2 | 28.2 | 35.1 | 34.3 | 26.4 | 37.9 | 39.7 | 49 | 53.4 | 52.6 | 45.5 | 48.9 | 52.6 | 59.6 | 62.8 | 62.1 | 54.3 | 52.4 | 55.1 | 63 | 67.9 | 67.2 | 60.4 | 47.1 | 46.4 | 54.3 | 60.7 | 60.2 | 51.8 | 34.3 | 33.3 | 38.6 | 44.4 | 42.8 | 36.9 | 18.1 | 17.4 | 20.4 | 23 | 20.7 | 18.6 | 2.3 | 2.9 | 4.1 | 5.2 | 3.3 | 2.6 | -8.1 | -7.7 | -7.9 | -6.8 | -9 | -8.8
702670 | Big Delta | Alaska | -47.8 | -42.7 | Dry-Bulb (F) | 4 | 4.8 | 6.7 | 7.9 | 6.2 | 5.2 | 5.4 | 3.5 | 6.6 | 13.7 | 10.3 | 6.6 | 6.9 | 4.7 | 13.2 | 20.7 | 19.5 | 11.5 | 25.9 | 27.2 | 35.8 | 41.1 | 38.5 | 30.8 | 44.5 | 45.5 | 53.5 | 58.3 | 57.2 | 50.5 | 57.3 | 58.6 | 66 | 71.8 | 71.7 | 64.5 | 52 | 55.7 | 64.4 | 69 | 66.3 | 60 | 47.1 | 47.7 | 54.5 | 59.7 | 58 | 50.6 | 41.2 | 42.1 | 48.5 | 51.5 | 48.1 | 42.6 | 22 | 22.2 | 27.2 | 29.6 | 26.2 | 22.7 | 2.1 | 0.6 | 0.1 | 3 | 1.7 | 1.4 | 3.7 | 7.7 | 8.2 | 9.4 | 8.8 | 5.1
703160 | Cold Bay | Alaska | 6.8 | 10.5 | Dry-Bulb (F) | 30.6 | 29.9 | 31 | 32.4 | 31.7 | 31 | 28.4 | 28.3 | 30.5 | 31 | 29.5 | 28.7 | 30.2 | 29.9 | 31.4 | 34 | 32.8 | 30.8 | 32.6 | 32.2 | 34.5 | 36.6 | 35.7 | 33.6 | 37.4 | 37.4 | 40.9 | 43.1 | 41.9 | 38.8 | 42.9 | 42.8 | 45.8 | 48.5 | 47.6 | 44.6 | 47.8 | 47.8 | 50.8 | 53.8 | 52.3 | 49.1 | 48.6 | 48.5 | 51.1 | 53.2 | 52.1 | 49.3 | 45.8 | 45.8 | 48.3 | 50.7 | 49.2 | 46.2 | 39 | 39.2 | 41.3 | 43.6 | 41.6 | 39.8 | 34.7 | 33.8 | 34.1 | 36.2 | 34.8 | 34.4 | 30.5 | 30.8 | 31.7 | 31.4 | 30.7 | 31.1
702960 | Cordova | Alaska | -4.2 | 0.8 | Dry-Bulb (F) | 28 | 27.7 | 28.6 | 31.4 | 28.7 | 28.6 | 29.7 | 29.3 | 31.3 | 34.7 | 32 | 30.1 | 32.2 | 31.1 | 35 | 36.9 | 34.8 | 33 | 34.6 | 35.8 | 46.4 | 48.8 | 45.8 | 38.3 | 36.4 | 40.9 | 49.6 | 51.4 | 50 | 41.5 | 45.3 | 48.9 | 57 | 58.4 | 56 | 49.9 | 47.5 | 49.3 | 54.8 | 55.9 | 54.9 | 50.5 | 45.6 | 47.7 | 57.7 | 60.7 | 57.8 | 48.8 | 42.8 | 43.3 | 53.8 | 57.2 | 52.9 | 45.4 | 30.7 | 30.3 | 36.7 | 41.1 | 35.9 | 32.7 | 27.5 | 26.7 | 29 | 32.5 | 28 | 27.4 | 26.1 | 26.5 | 26.9 | 28.8 | 27.3 | 25.9
700637 | Deadhorse | Alaska | -47.1 | -42.6 | Dry-Bulb (F) | -11.6 | -11.3 | -10.5 | -10.8 | -12.6 | -13.3 | -24.5 | -24.8 | -24.4 | -22.8 | -22.4 | -22.8 | -20 | -20.9 | -19 | -14.6 | -14.3 | -18.2 | 5.5 | 5.6 | 10 | 14.2 | 13.5 | 9.2 | 25.8 | 26.3 | 29.4 | 32.4 | 31.8 | 28.9 | 37 | 39 | 43.9 | 46.3 | 44.4 | 40.6 | 38.4 | 39.6 | 44.4 | 46.9 | 45.4 | 41.4 | 36.1 | 37.6 | 42.4 | 44.5 | 42.1 | 37.9 | 33.2 | 33.2 | 35.3 | 37.6 | 36.1 | 33.5 | 23.7 | 23.9 | 24.4 | 24.6 | 22.7 | 22.7 | 10.2 | 10.1 | 10.4 | 11.2 | 10.6 | 10.2 | -1.8 | -2.1 | -3.4 | -4.1 | -3.9 | -3.5
703210 | Dillingham (AMOS) | Alaska | -20.5 | -14.7 | Dry-Bulb (F) | 25 | 24 | 24.5 | 26.4 | 26.5 | 26.1 | 30.6 | 30.6 | 30.8 | 32.5 | 32.9 | 30.9 | 28 | 26.6 | 28.8 | 31.7 | 31.2 | 29.4 | 29.6 | 28.6 | 32.4 | 36 | 35.6 | 31.7 | 33.5 | 33.2 | 39.3 | 44.1 | 44.4 | 38.7 | 46.5 | 46.4 | 53.3 | 57.2 | 57 | 51.8 | 49.5 | 49.5 | 54.3 | 57.1 | 56.8 | 52.4 | 49.1 | 48.7 | 53.2 | 57.2 | 56.7 | 51.7 | 38.6 | 36.3 | 42.4 | 47.6 | 46.9 | 41.4 | 26 | 25.1 | 27.8 | 32.4 | 30.5 | 27 | 28 | 27.4 | 27.9 | 30.6 | 29.6 | 28.2 | 20.8 | 20.7 | 21.2 | 23.2 | 21.7 | 20.3
702650 | Eielson AFB | Alaska | -44.2 | -39.7 | Dry-Bulb (F) | 5.3 | 6.8 | 8.2 | 11.5 | 10.4 | 8.2 | 7.6 | 6.9 | 10.2 | 19.7 | 17.6 | 12 | 13.4 | 10.2 | 20 | 33.3 | 30.8 | 19.9 | 19.1 | 16.7 | 26.8 | 34.1 | 33.4 | 25.9 | 36.5 | 38.4 | 47.4 | 51.2 | 50.7 | 44.2 | 50.4 | 53 | 63.4 | 68.5 | 67.8 | 60.6 | 53.9 | 55 | 64.8 | 70.2 | 69 | 61.4 | 46.4 | 46.1 | 53.9 | 59.2 | 57.7 | 50.8 | 35.8 | 34 | 40.9 | 48 | 45.4 | 38.9 | 27.7 | 27.3 | 30.2 | 36.3 | 32.9 | 28.9 | 19.2 | 19.1 | 19 | 22.8 | 22.5 | 20.8 | -0.3 | 0.2 | 0.8 | 3.3 | 2.5 | 0.6
702720 | Elmendorf AFB | Alaska | -15.1 | -9.8 | Dry-Bulb (F) | 27.1 | 27.3 | 28.2 | 29.9 | 27.6 | 26.9 | 29.5 | 29.4 | 30.5 | 33.3 | 32.2 | 30.4 | 26.4 | 25.1 | 31.1 | 36.1 | 32.7 | 28.6 | 35 | 34.9 | 45.2 | 50.9 | 48.4 | 40.7 | 40.5 | 41.6 | 48.7 | 52.4 | 50.6 | 45.2 | 50.2 | 52.3 | 59.6 | 63.8 | 61.3 | 54.9 | 56 | 57.2 | 62.3 | 66.3 | 65.8 | 60 | 54.5 | 54.1 | 60.5 | 65.7 | 62.9 | 57.8 | 40.7 | 39.5 | 46.2 | 51.1 | 48.8 | 43.1 | 27.7 | 26.7 | 30.3 | 33.9 | 31.4 | 28.7 | 31.9 | 31.3 | 33.4 | 36.6 | 34.4 | 32.9 | 21.4 | 22.7 | 22 | 23.8 | 22.5 | 21.6
702610 | Fairbanks | Alaska | -44.4 | -39.9 | Dry-Bulb (F) | 0.7 | -0.4 | -0.6 | 1.2 | 0.3 | 0.4 | 1.3 | -0.3 | 2.3 | 11.2 | 8 | 3 | 7.6 | 6.1 | 15 | 21.9 | 18.3 | 12 | 24.8 | 24.5 | 35.4 | 43 | 40.8 | 31.5 | 41.6 | 45.1 | 54.9 | 58.9 | 57.6 | 48.4 | 53.2 | 53.9 | 62 | 66.9 | 67.3 | 61.1 | 54 | 56 | 65.1 | 69.5 | 68.6 | 60.9 | 51.4 | 49.9 | 57.8 | 65.2 | 64.7 | 56.6 | 39.2 | 37.9 | 44.2 | 50.9 | 49.4 | 42.9 | 24.4 | 23.4 | 26.3 | 31.3 | 28.2 | 25.2 | -0.5 | -2.3 | -1.2 | 4 | 1.5 | -0.1 | -4 | -3.1 | -1.9 | -1.8 | -2.3 | -2.9
701940 | Fort Yukon | Alaska | -54.8 | -50.4 | Dry-Bulb (F) | -6.1 | -5 | -6.2 | -6 | -6.9 | -6.8 | -16.9 | -18.2 | -14 | -5.4 | -9.8 | -13.9 | 1 | -1.5 | 7 | 16.4 | 14.4 | 5.4 | 17.5 | 17.8 | 25.9 | 31.6 | 31 | 22.4 | 39.8 | 42 | 50.9 | 55.9 | 55.8 | 46.8 | 49.6 | 54.4 | 62.4 | 66.2 | 65.2 | 57.1 | 51.7 | 52.6 | 58.5 | 61.5 | 61.8 | 56.9 | 44.4 | 44.6 | 53.2 | 59.1 | 57.8 | 49.6 | 34.4 | 33.2 | 38.8 | 43.4 | 41.5 | 36.7 | 17.8 | 16.4 | 19.6 | 24.3 | 21.6 | 18.7 | 13 | 11.6 | 11.1 | 13.2 | 12.9 | 14.2 | -11.3 | -13.2 | -15 | -15.6 | -16.5 | -12.5
702710 | Gulkana | Alaska | -45.6 | -40.6 | Dry-Bulb (F) | -11 | -7.5 | -2.7 | -0.8 | -4.2 | -9.6 | 3.3 | 2.1 | 8.2 | 13.3 | 8.3 | 5.1 | 8.8 | 4.8 | 14.5 | 24.7 | 23.2 | 15.1 | 26 | 28.8 | 37.6 | 42 | 37.6 | 29.2 | 35.8 | 38.1 | 50.3 | 55.4 | 54.5 | 44.8 | 46.6 | 49 | 57.1 | 62.2 | 62 | 54.6 | 50.2 | 52.7 | 57.9 | 61.1 | 58 | 52.4 | 43.3 | 43.8 | 53.6 | 59.3 | 57.5 | 49.3 | 38.7 | 37.9 | 44.4 | 50.2 | 48.3 | 41.2 | 25.7 | 26 | 30.5 | 33.8 | 29.9 | 26.2 | 7.5 | 5.9 | 7.4 | 11.1 | 8.6 | 7.5 | 0.9 | 4.8 | 5.6 | 6.3 | 4.7 | 1.9
703410 | Homer AP | Alaska | -0.5 | 3.7 | Dry-Bulb (F) | 24.4 | 24 | 24.9 | 28.2 | 26.3 | 24.7 | 21.2 | 20.3 | 22.9 | 28.1 | 25.3 | 22.2 | 26.2 | 25.7 | 29.4 | 32.1 | 30.7 | 27 | 35.2 | 35.6 | 40.9 | 43.7 | 41.6 | 37.3 | 41.6 | 42.9 | 48 | 49.8 | 48.5 | 44.6 | 46 | 48.8 | 53.8 | 55.3 | 54 | 50.6 | 50.6 | 51.5 | 56.5 | 58.1 | 57 | 53.7 | 51.8 | 51.7 | 57.9 | 60.1 | 58.4 | 54.4 | 47.4 | 47.2 | 51.2 | 53.4 | 52.2 | 48.2 | 39.6 | 38.9 | 42.4 | 45.1 | 42.6 | 40.5 | 24.8 | 25 | 26.6 | 31.1 | 26.7 | 24.8 | 21.6 | 21.8 | 22.9 | 24.6 | 22.9 | 21.7
703400 | Iliamna AP | Alaska | -21 | -16 | Dry-Bulb (F) | 30.2 | 29.6 | 29.8 | 31.8 | 31.3 | 31.3 | 30.1 | 29.1 | 30.3 | 33.4 | 32.8 | 31.6 | 29.7 | 29.1 | 30.9 | 33.8 | 32.7 | 30.3 | 28.9 | 28.4 | 35.9 | 40.2 | 38.6 | 32.8 | 35.1 | 35.7 | 42.9 | 47 | 46.6 | 40.3 | 46.9 | 48.2 | 54 | 57.7 | 56.7 | 51 | 51 | 51.2 | 55.3 | 59 | 58.9 | 54.1 | 51.1 | 50.6 | 55.5 | 60.1 | 59.2 | 53.1 | 43.6 | 42.3 | 48.8 | 53.9 | 52.2 | 46.4 | 27.2 | 26.4 | 29.4 | 32.2 | 29.5 | 27 | 26.6 | 26.1 | 26.8 | 28.4 | 26.9 | 26.4 | 25.2 | 25.7 | 24.9 | 26.2 | 25.1 | 24.6
703810 | Juneau Int'l AP | Alaska | 3.4 | 7.7 | Dry-Bulb (F) | 22.6 | 22.5 | 24.9 | 27.9 | 25.9 | 24.6 | 27.1 | 26.3 | 30 | 32.8 | 30.2 | 28.3 | 29.3 | 29.3 | 33 | 34.8 | 32.7 | 30 | 38.4 | 39.4 | 45.5 | 48.8 | 46.9 | 41.1 | 45.3 | 47.7 | 54.3 | 58 | 56 | 49.3 | 49.5 | 51.9 | 56.9 | 60.2 | 58.4 | 52.9 | 52.6 | 53.9 | 58.3 | 61.1 | 59.4 | 54.5 | 49.9 | 51.5 | 57.9 | 60.7 | 58.1 | 52.3 | 48.8 | 49.2 | 51.7 | 53.2 | 51.1 | 49.4 | 41.1 | 41.2 | 44.9 | 46.4 | 42.7 | 41.2 | 32.1 | 32 | 33.5 | 34.3 | 32.7 | 31.9 | 27.1 | 27.2 | 28.2 | 29.8 | 28.9 | 28
702590 | Kenai Municipal AP | Alaska | -23.3 | -16.8 | Dry-Bulb (F) | 27.7 | 27.6 | 27.4 | 29.5 | 28 | 27.5 | 29.6 | 30 | 31.1 | 34.2 | 32 | 30.2 | 26.4 | 24.9 | 28.5 | 32.5 | 31 | 27.7 | 32.2 | 32.5 | 41.8 | 45.9 | 43.5 | 35.5 | 36.4 | 38.1 | 46.3 | 49.3 | 47.6 | 41.5 | 46.6 | 48.1 | 54.8 | 57.1 | 55 | 49.9 | 49.4 | 50.6 | 56.2 | 58.3 | 56.5 | 52.7 | 45.3 | 45.4 | 56.8 | 60.7 | 58.6 | 50.7 | 41.1 | 40.5 | 51.3 | 56.2 | 53.1 | 44.4 | 25.1 | 24.8 | 29 | 34.3 | 31 | 26.3 | 20.3 | 21.4 | 21.2 | 25.4 | 22.9 | 20.9 | 28.1 | 28.1 | 28.6 | 30.6 | 29.7 | 29
703950 | Ketchikan Intl AP | Alaska | 12.9 | 18.8 | Dry-Bulb (F) | 29.8 | 29.8 | 32.6 | 34.5 | 31.7 | 30.6 | 29.3 | 29 | 31.3 | 32.4 | 30.9 | 29.8 | 28.5 | 28.9 | 34.6 | 36.4 | 32.5 | 29.2 | 34.6 | 37.1 | 43.7 | 46 | 41.5 | 36.6 | 42.4 | 45.1 | 49.7 | 50.9 | 48 | 44 | 51.9 | 55.3 | 59.8 | 62.5 | 59.2 | 53.1 | 53 | 54.6 | 57.9 | 59.2 | 57.4 | 54.6 | 58.8 | 59.5 | 63.5 | 66 | 63.9 | 60.1 | 49.4 | 49.5 | 52.6 | 53.8 | 51.4 | 48.9 | 44.2 | 44.5 | 48.3 | 48.8 | 45.7 | 44.5 | 35.4 | 35.4 | 37.9 | 38.4 | 36.4 | 35.4 | 29.8 | 29.3 | 31 | 31.5 | 29.7 | 29.4
703260 | King Salmon | Alaska | -25.2 | -19.3 | Dry-Bulb (F) | 18.7 | 18 | 18.9 | 22.8 | 21.2 | 18.8 | 20 | 18.3 | 19.3 | 24 | 24.1 | 21.5 | 16.6 | 15.3 | 19.8 | 25.1 | 23.5 | 19.2 | 31.3 | 30.5 | 37.3 | 42.2 | 40.8 | 34.3 | 37.6 | 37.1 | 43.3 | 48 | 47.1 | 41.6 | 44.5 | 44.4 | 49.9 | 55.6 | 54.9 | 49 | 50.3 | 50 | 56.5 | 61.2 | 60.5 | 54.7 | 50.4 | 48.7 | 54.8 | 60.2 | 59.4 | 53.6 | 44.8 | 43.9 | 48.7 | 52.4 | 50.4 | 46.3 | 33.2 | 32.2 | 35.1 | 39.8 | 38 | 34.4 | 21.9 | 22 | 23.4 | 27.7 | 25.6 | 23.2 | 20.2 | 20.1 | 21.2 | 22.3 | 21.3 | 21.2
703500 | Kodiak | Alaska | 7.8 | 11.8 | Dry-Bulb (F) | 31.7 | 32 | 33.6 | 34.8 | 32.9 | 32.1 | 31.6 | 31.4 | 33.2 | 36.3 | 33.9 | 32 | 33.9 | 33.2 | 35.3 | 38.6 | 37.4 | 34.8 | 37.4 | 37.9 | 42.7 | 44.1 | 43.3 | 39.7 | 40.4 | 42.3 | 46 | 46.7 | 44.6 | 41.6 | 45.9 | 46.7 | 50.5 | 52.7 | 52.1 | 49.2 | 51 | 51.5 | 54.5 | 56.3 | 55.7 | 52.9 | 51.9 | 52.6 | 57.7 | 59.8 | 58.7 | 53.9 | 47.1 | 47.2 | 52.1 | 54.3 | 51.8 | 48.2 | 38.3 | 37.2 | 43.4 | 47.1 | 42.9 | 40.3 | 32.3 | 31.7 | 33.2 | 35.5 | 32.7 | 31.8 | 30.2 | 30 | 31.4 | 33.4 | 31 | 30.9
701330 | Kotzebue | Alaska | -36.2 | -31.1 | Dry-Bulb (F) | 0.3 | 0.6 | 0.2 | 0.1 | 0 | -0.4 | 0.7 | 0.4 | 0.3 | 2 | 1.7 | 1.1 | 1.2 | 0.1 | 1 | 5.5 | 4.5 | 2.1 | 8.9 | 7.2 | 11.4 | 17 | 17.6 | 12.5 | 26.7 | 28.7 | 32.4 | 34.2 | 32.5 | 29 | 42.8 | 41.8 | 44 | 45.8 | 46.3 | 45.1 | 54.1 | 53.2 | 54.9 | 56.4 | 57.7 | 56.5 | 51.6 | 51 | 52.6 | 55.3 | 55.5 | 53.3 | 41.9 | 40.7 | 42.7 | 45.8 | 46 | 43.1 | 23.4 | 23 | 25.9 | 27 | 24.9 | 23.6 | 8.8 | 8.8 | 9.9 | 9.8 | 9.4 | 9 | 0.8 | 1.2 | 1.1 | 1.1 | 1.2 | 1.4
702310 | Mcgrath | Alaska | -48.6 | -42.6 | Dry-Bulb (F) | -0.9 | -1.1 | -0.1 | 2.8 | 1.3 | -0.4 | -3.2 | -4.3 | -3.2 | 6.7 | 5.9 | -0.5 | 3 | 2 | 11.1 | 18.4 | 16.9 | 9.4 | 21.8 | 21.7 | 30.8 | 36.8 | 35.4 | 28.6 | 38.6 | 38.3 | 47.9 | 53 | 52 | 46.4 | 47.8 | 49.9 | 58.7 | 63 | 61.1 | 54.2 | 50.8 | 53 | 61.9 | 66 | 64.2 | 56.7 | 51.2 | 51.6 | 58.9 | 63.4 | 61.4 | 54.7 | 37.4 | 37.2 | 43.1 | 47.4 | 44.9 | 39.9 | 25 | 23.5 | 25.3 | 29.9 | 28.6 | 25.9 | 2.8 | 2.5 | 2.4 | 6.3 | 4 | 1.9 | -6.9 | -7.1 | -6.2 | -3.8 | -5.3 | -6.6
703430 | Middleton Island Aut | Alaska | 18.7 | 21.9 | Dry-Bulb (F) | 35.1 | 35 | 35 | 35.3 | 35 | 35.3 | 35.1 | 35.1 | 36.2 | 37.2 | 35.9 | 35.3 | 34.3 | 33.9 | 35.6 | 36.8 | 35.1 | 34.3 | 35.6 | 35.9 | 38.7 | 40 | 38.3 | 36.2 | 34.3 | 34.1 | 37.1 | 38 | 35.9 | 33.8 | 47.7 | 49.1 | 51.3 | 53 | 51.8 | 48.9 | 52.8 | 53.8 | 56.7 | 57.6 | 55.8 | 53.4 | 53.9 | 54.3 | 56.5 | 57.7 | 56.1 | 54.2 | 49.9 | 50.2 | 54.1 | 55.5 | 52.3 | 49.9 | 43.6 | 43.2 | 45 | 44.8 | 43.5 | 43.3 | 37.9 | 37.6 | 37.9 | 38.1 | 37.8 | 37.7 | 33.7 | 33.5 | 33.8 | 33.9 | 33.7 | 33.9
702600 | Nenana Municipal AP | Alaska | -50.2 | -43.9 | Dry-Bulb (F) | 13.5 | 13.7 | 14.4 | 15.9 | 14.7 | 13.6 | 12.1 | 10.4 | 12.4 | 19.1 | 17.5 | 14 | 16.4 | 14.6 | 21.1 | 30.1 | 27.9 | 21.5 | 21.1 | 19.9 | 28.3 | 34.4 | 33.8 | 26.2 | 36.6 | 39.9 | 50.9 | 55.8 | 54.3 | 44.7 | 45.7 | 51 | 61.8 | 66.9 | 64.2 | 54.4 | 51.4 | 55.9 | 63.6 | 68.1 | 66.9 | 58 | 47.9 | 49.3 | 56.2 | 61.3 | 59.2 | 51.2 | 25.3 | 26 | 31.4 | 36.2 | 34.1 | 27 | 20.8 | 19.7 | 22.2 | 26.5 | 24.7 | 21.8 | 20.8 | 20 | 20.2 | 23.1 | 22.1 | 20.8 | -7.3 | -7.8 | -7 | -6.3 | -7 | -7.6
702000 | Nome | Alaska | -30.1 | -25.4 | Dry-Bulb (F) | 13.6 | 13.6 | 14.4 | 15.5 | 14.6 | 14 | 7.8 | 7.3 | 7.4 | 10.1 | 8.6 | 7.5 | 7.4 | 7.7 | 13.6 | 16.1 | 11.6 | 8 | 15.9 | 15.4 | 20.2 | 24.3 | 24 | 19.2 | 35.6 | 36.3 | 40.2 | 41.7 | 41.7 | 38.9 | 44.3 | 45.2 | 49.1 | 50.3 | 51.1 | 49.7 | 49.5 | 50.1 | 54.4 | 55.7 | 55.8 | 53.5 | 49.2 | 48.8 | 52.9 | 55 | 54.7 | 51.8 | 40.6 | 38.9 | 43.2 | 47 | 46.2 | 42 | 27.1 | 26.4 | 30.6 | 32.2 | 28.9 | 27 | 16.1 | 15.2 | 14.7 | 16.3 | 15.4 | 15.5 | 9.8 | 9.5 | 10.4 | 10.8 | 10.1 | 10.6
702910 | Northway Airport | Alaska | -51.2 | -46.6 | Dry-Bulb (F) | -12.6 | -13.3 | -12.6 | -8.6 | -10.9 | -11.2 | -6.8 | -8.3 | -4.1 | 2.7 | -0.8 | -4.5 | 4.2 | 2.7 | 13.9 | 22.7 | 17.9 | 8.2 | 10.8 | 11.6 | 25.3 | 31.9 | 30.7 | 19.8 | 36 | 40.8 | 51 | 55.2 | 54.4 | 44 | 44.2 | 50.4 | 59.4 | 62.2 | 60.9 | 51.8 | 51.4 | 54.2 | 63.4 | 68.7 | 67.4 | 57.7 | 43.3 | 46 | 56.7 | 61.6 | 59.3 | 48.5 | 31.2 | 30.4 | 39.4 | 45.7 | 41.5 | 34.4 | 23.5 | 23.2 | 27.4 | 31.8 | 28.7 | 25.3 | -3.1 | -4 | -2.2 | 0.3 | -3.7 | -4.8 | -9.6 | -8.9 | -8.2 | -7.5 | -9.3 | -10
703330 | Port Heiden (AMOS) | Alaska | -8.8 | -3.3 | Dry-Bulb (F) | 31.4 | 30.6 | 31.6 | 34.6 | 33.6 | 32.8 | 25.9 | 25.9 | 26.7 | 29.6 | 28.2 | 26.7 | 27.9 | 27.1 | 29.5 | 32.9 | 31.5 | 29 | 29.2 | 29.3 | 34.9 | 37.7 | 36.4 | 31.4 | 32.1 | 32.9 | 37.7 | 40 | 38.1 | 34 | 41.1 | 42.6 | 48.9 | 51.2 | 49.3 | 44.3 | 46.8 | 47.6 | 52.5 | 55.1 | 53.4 | 49.1 | 48.7 | 49 | 51.3 | 53.2 | 51.5 | 48.9 | 46.5 | 46.1 | 49.2 | 51.6 | 49.7 | 46.8 | 34 | 33 | 35.7 | 38.9 | 37.3 | 35.6 | 33.8 | 34.2 | 34.9 | 36.9 | 34.9 | 33.5 | 27.5 | 27.4 | 27.4 | 28.5 | 27.3 | 26.6
702005 | Saint Mary's (AWOS) | Alaska | -26.1 | -21.2 | Dry-Bulb (F) | 11.9 | 11.4 | 11.7 | 13.3 | 13.1 | 11.7 | 19.5 | 20 | 20.3 | 22 | 21.3 | 20.7 | 22.2 | 21.3 | 22.3 | 26.6 | 26.7 | 23.8 | 26.1 | 24.1 | 26.8 | 32.1 | 33.1 | 28.9 | 30.1 | 29.4 | 34.7 | 40 | 40.1 | 34.7 | 41.1 | 41.4 | 47.1 | 51.1 | 50.9 | 45.7 | 48.1 | 47.5 | 53.3 | 57.9 | 58.4 | 53.4 | 47.5 | 47.1 | 49.2 | 51.6 | 51.4 | 48.7 | 37.3 | 35.9 | 39 | 43.5 | 42.7 | 38.9 | 32.8 | 32 | 33.4 | 37.1 | 36.1 | 33.9 | 36.3 | 36.2 | 36.5 | 38.2 | 37.7 | 36.1 | 15.8 | 15.8 | 16 | 16.6 | 16 | 15.3
702770 | Seward | Alaska | 3 | 7.1 | Dry-Bulb (F) | 31 | 31.1 | 32 | 33.4 | 31.9 | 30.6 | 27.8 | 27.2 | 28.3 | 31.1 | 30.1 | 28.9 | 29.2 | 28.2 | 30 | 32.9 | 31.9 | 30.2 | 35.1 | 35.2 | 40.5 | 43.5 | 42.1 | 37.9 | 39 | 40.6 | 46.9 | 48.8 | 47.1 | 42.4 | 49.2 | 50.5 | 55.2 | 56.7 | 55.9 | 52.1 | 51.2 | 51.9 | 55.6 | 57.3 | 56.4 | 53.3 | 52.1 | 51.8 | 58.8 | 61.2 | 58.9 | 53.7 | 45 | 44.3 | 50.2 | 53.5 | 50.3 | 46 | 33.1 | 32.5 | 35.3 | 38.6 | 36.2 | 34.2 | 28.6 | 27.8 | 28.3 | 29.8 | 28.3 | 27.9 | 30.2 | 29.9 | 30.3 | 31.3 | 30.9 | 30.2
704140 | Shemya | Alaska | 22 | 23.8 | Dry-Bulb (F) | 33.3 | 33.3 | 33.4 | 34.2 | 33.8 | 33.2 | 31.3 | 30.8 | 31.2 | 32.3 | 32.2 | 31.7 | 30.2 | 30.5 | 30 | 31.6 | 31.1 | 30.3 | 32.7 | 32.9 | 33.4 | 34.5 | 34.6 | 32.9 | 36.5 | 36.3 | 37.8 | 39.5 | 38.7 | 37.3 | 40.5 | 40.3 | 41.7 | 43.4 | 43.2 | 41.4 | 44.4 | 44.6 | 45.9 | 47.7 | 47 | 45.1 | 47.1 | 47.1 | 47.7 | 49 | 48.8 | 47.6 | 46 | 45.6 | 47.1 | 48.9 | 48 | 46.2 | 40.1 | 40 | 41.1 | 42.7 | 41.3 | 40.3 | 33.7 | 33.4 | 33.8 | 35 | 34.2 | 33.5 | 30.7 | 31 | 31 | 32 | 31.4 | 30.7
703710 | Sitka Japonski AP | Alaska | 16.4 | 20.2 | Dry-Bulb (F) | 33.7 | 32.9 | 33.9 | 34.9 | 33.8 | 34 | 28 | 27.6 | 30.7 | 33.1 | 30.2 | 28.8 | 35.1 | 35.1 | 38.6 | 39.8 | 37.1 | 35.2 | 35.4 | 36.4 | 41.6 | 43.7 | 41.8 | 37.6 | 43.4 | 44.7 | 48 | 49.4 | 47.9 | 45.3 | 49.7 | 50.7 | 53.1 | 54.5 | 53.9 | 51.5 | 52.1 | 53.1 | 55.4 | 56.2 | 55.5 | 53.6 | 53.4 | 53.7 | 56.7 | 58.5 | 56.9 | 54.5 | 50.7 | 51.2 | 54.9 | 56.2 | 54.1 | 51.3 | 43.8 | 43.9 | 46.6 | 47.7 | 45.9 | 44.3 | 36.4 | 36.5 | 38.7 | 40.4 | 37.7 | 36.6 | 31.8 | 31.8 | 32.2 | 32.9 | 31.9 | 31.4
702595 | Soldotna | Alaska | -26.3 | -20.7 | Dry-Bulb (F) | 23.9 | 23.7 | 24.5 | 28.4 | 26.6 | 24.9 | 27.1 | 27.6 | 29.1 | 33.7 | 31.3 | 28.2 | 26 | 24.4 | 29.4 | 34.8 | 32.6 | 27.7 | 29.9 | 29.4 | 37.7 | 41.9 | 40.2 | 34.4 | 38.2 | 39.1 | 50.8 | 54.2 | 52.7 | 44.3 | 46 | 48.8 | 57.6 | 61 | 59.8 | 52.5 | 48.7 | 51 | 58.1 | 60.6 | 59.4 | 53.4 | 46.1 | 45.3 | 56.6 | 61.1 | 59.6 | 50.8 | 39.6 | 38 | 48 | 54.8 | 52.1 | 43 | 28.7 | 27.7 | 31.6 | 39.4 | 35.4 | 31 | 18.2 | 17.2 | 18.8 | 23.2 | 21.1 | 19.2 | 24.3 | 24.1 | 24.3 | 26.8 | 26.1 | 25.5
703080 | St Paul Is. | Alaska | -0.2 | 4 | Dry-Bulb (F) | 27.9 | 28 | 28.3 | 28.9 | 28.1 | 28 | 23.7 | 22.8 | 24.9 | 26.3 | 25.3 | 24.6 | 25 | 25.6 | 27.1 | 28.1 | 27.1 | 25.9 | 29.7 | 29.2 | 30.8 | 32.5 | 31.9 | 30.1 | 35 | 35.2 | 38.1 | 40.1 | 39.1 | 36.3 | 39.3 | 39.4 | 42 | 45 | 43.7 | 40.5 | 44.5 | 44.7 | 46.9 | 48.7 | 48.6 | 47 | 46.7 | 47.1 | 48.7 | 50.6 | 49.8 | 47.2 | 44.4 | 43.7 | 45.8 | 48.1 | 46.8 | 44.3 | 38.9 | 38.8 | 40.1 | 42.2 | 40.2 | 38.7 | 31.7 | 31.8 | 33 | 33.1 | 32 | 31.3 | 31 | 31.4 | 31.8 | 32.2 | 31.7 | 31.4
702510 | Talkeetna | Alaska | -27.4 | -20.3 | Dry-Bulb (F) | 16 | 16.1 | 17.1 | 20.3 | 17.2 | 15.6 | 7 | 5.2 | 9.4 | 21.2 | 16 | 9.5 | 20 | 19.7 | 29 | 35 | 30 | 23.7 | 27.6 | 30.9 | 40.5 | 45.1 | 41.9 | 32.5 | 39.8 | 41.2 | 50.4 | 54.8 | 54 | 46.3 | 48.4 | 49.6 | 58.9 | 64.4 | 62.7 | 55.9 | 52.6 | 53.4 | 59.5 | 64.9 | 63.5 | 58.3 | 49.6 | 49.6 | 57.6 | 63.4 | 61.6 | 53.7 | 42.1 | 42.8 | 50.4 | 55.4 | 50.6 | 43.9 | 30.9 | 30.3 | 35.6 | 39.7 | 34.8 | 31.9 | 15 | 14.4 | 16.6 | 21.6 | 18.1 | 15.1 | 12.8 | 12.5 | 12.5 | 13.9 | 12.5 | 12.5
702070 | Unalakleet Field | Alaska | -33.3 | -27.6 | Dry-Bulb (F) | 8.1 | 7 | 6.8 | 8.1 | 8.4 | 7.9 | 14.7 | 15.2 | 15.8 | 19 | 18.2 | 16 | 22.3 | 21.9 | 23 | 26.9 | 27 | 24.2 | 26.4 | 24.8 | 29.7 | 34.1 | 34.7 | 30.4 | 36.6 | 36.5 | 39.7 | 42.1 | 42.5 | 39.8 | 39.6 | 40.6 | 45.1 | 47.7 | 48.3 | 45.3 | 50.4 | 50.9 | 54.5 | 56.7 | 56.7 | 54 | 46.7 | 46.1 | 49.7 | 52.5 | 52.6 | 49.3 | 37.2 | 36.3 | 38.7 | 42.8 | 42.5 | 38.9 | 33.7 | 33 | 33.8 | 36.6 | 35.6 | 34.1 | 21.4 | 21.2 | 21.4 | 22.4 | 21.5 | 20.9 | 14.8 | 14.2 | 13.7 | 14.3 | 13.9 | 14.2
702750 | Valdez Wso | Alaska | 4.2 | 7.3 | Dry-Bulb (F) | 23.4 | 23.6 | 24.2 | 24.7 | 23.8 | 23.5 | 25.1 | 24.7 | 26.1 | 28.2 | 26.9 | 26.1 | 27.5 | 27.3 | 31.3 | 35.3 | 32.2 | 28.8 | 34.6 | 34.5 | 40.6 | 44.1 | 41.6 | 37.2 | 42.5 | 43.4 | 48.6 | 51.4 | 49.8 | 45.4 | 48.5 | 49.7 | 55.4 | 59.9 | 58.2 | 52.1 | 50.7 | 51.6 | 56.9 | 60.8 | 59.5 | 54.2 | 49 | 49.3 | 54 | 58.9 | 57.1 | 51.6 | 45.1 | 44.7 | 48.8 | 52.8 | 50.9 | 46.9 | 38.2 | 37.6 | 39.2 | 41.2 | 39.4 | 38.4 | 29.2 | 29.1 | 30.2 | 31.7 | 29.9 | 29 | 25 | 25 | 25.2 | 25.8 | 25 | 24.8
702757 | Whittier | Alaska | 4.5 | 8.7 | Dry-Bulb (F) | 28 | 28.1 | 29.1 | 29.5 | 28.3 | 27.9 | 29 | 28.8 | 30 | 31 | 30 | 29.2 | 28.7 | 28.3 | 30.6 | 32.2 | 30.7 | 30.2 | 32.4 | 32.6 | 35.9 | 37.9 | 37.3 | 34.5 | 42.5 | 44.9 | 48.5 | 50.3 | 48.9 | 44.3 | 50 | 52.3 | 54.2 | 57 | 56.5 | 51.8 | 51.7 | 52.1 | 53.5 | 55.8 | 56.3 | 53.1 | 50.6 | 50.8 | 53.9 | 55.8 | 54.9 | 51.5 | 45.8 | 46 | 48.4 | 51 | 49.1 | 46.6 | 34.6 | 34.4 | 35.7 | 36.7 | 35.7 | 35.1 | 29 | 28.7 | 29 | 29.2 | 29.3 | 28.9 | 28.2 | 28.3 | 29.3 | 29.6 | 29.3 | 29.8
703870 | Wrangell | Alaska | 10 | 14.1 | Dry-Bulb (F) | 30.7 | 29.8 | 30 | 30.6 | 30 | 30.5 | 32.1 | 31.6 | 33.4 | 34.5 | 33.1 | 32 | 34.7 | 34.2 | 36.7 | 38 | 36.2 | 35.1 | 37.5 | 37.7 | 42.5 | 45.3 | 42.9 | 39.7 | 38.4 | 40.9 | 46.5 | 50.8 | 48.2 | 42.1 | 48.4 | 51.1 | 56.5 | 60.4 | 57.4 | 52 | 52.2 | 53.9 | 58.1 | 60.4 | 58.6 | 54.9 | 54.4 | 55.4 | 60.4 | 63.3 | 60.4 | 56.3 | 49.4 | 50 | 52.3 | 53.5 | 51.4 | 49.5 | 43.1 | 43 | 44.9 | 46.4 | 44.2 | 43.1 | 36.2 | 36.3 | 36.9 | 37.1 | 36.3 | 35.6 | 31 | 30.8 | 31.8 | 31.6 | 31.3 | 31.6
703610 | Yakutat | Alaska | -0.7 | 4.5 | Dry-Bulb (F) | 26.6 | 25.2 | 26.9 | 29.4 | 26.5 | 26.7 | 26.3 | 26.3 | 28.2 | 31.4 | 29 | 27.2 | 27.4 | 26.6 | 33.1 | 35.6 | 32.3 | 28.1 | 34.7 | 36.1 | 43.5 | 45.2 | 42.5 | 37.3 | 41 | 42.9 | 47 | 48.3 | 46.5 | 42.9 | 46.6 | 49.2 | 53 | 54.5 | 53 | 48.7 | 49.6 | 52.5 | 58.3 | 60 | 57.7 | 52.6 | 49.2 | 51 | 57.5 | 59.5 | 56.9 | 51.6 | 46.8 | 47.1 | 52.8 | 54.5 | 51.7 | 48 | 38.2 | 37.8 | 43.2 | 45.7 | 41.2 | 39 | 31.1 | 31 | 33.3 | 35.2 | 32 | 31.5 | 29.6 | 28.5 | 29.7 | 31.4 | 30.3 | 29.9
722745 | Davis Monthan AFB | Arizona | 32.7 | 35.6 | Dry-Bulb (F) | 49.3 | 48.3 | 62.6 | 72.3 | 65.6 | 54.2 | 50 | 48.4 | 56.8 | 62.7 | 58.6 | 52.9 | 50 | 49.6 | 64.8 | 70.9 | 66.8 | 56.5 | 62.7 | 62.7 | 78.9 | 86.3 | 82.1 | 71.1 | 67.4 | 68.5 | 84.2 | 91.4 | 88.1 | 76.6 | 76.3 | 77.4 | 92.1 | 100 | 97.2 | 85.9 | 78.2 | 78.6 | 90.8 | 96.7 | 92.5 | 83.8 | 77.3 | 77.3 | 90.4 | 96.5 | 90.2 | 82.3 | 73.7 | 73.3 | 86.1 | 92.7 | 87.3 | 78.7 | 60.9 | 60.5 | 75 | 80.6 | 75.1 | 65.3 | 52.2 | 52 | 64.3 | 71 | 63.9 | 55.2 | 44.1 | 43.3 | 58.5 | 67.2 | 59 | 48
722735 | Douglas Bisbee-Douglas In | Arizona | 22.6 | 25.4 | Dry-Bulb (F) | 36.9 | 32.6 | 48.9 | 62.1 | 53.9 | 42.6 | 38.2 | 34.5 | 51.2 | 61.3 | 54.7 | 43.8 | 50.6 | 48.8 | 64 | 71.6 | 67 | 57 | 54.6 | 52.7 | 72.3 | 81 | 76.4 | 62.6 | 60.8 | 61.4 | 79.2 | 86.3 | 82 | 69.6 | 66.8 | 68.1 | 85.4 | 92.8 | 87.9 | 75.1 | 72.1 | 71.3 | 82.8 | 89.5 | 84.3 | 76.4 | 69 | 68.2 | 81.1 | 87.3 | 82.3 | 73.2 | 64.8 | 63.5 | 78.3 | 84.1 | 79 | 70.5 | 52.6 | 51 | 68.3 | 75.9 | 68.4 | 58.1 | 45.1 | 42.7 | 58.5 | 67.6 | 59.5 | 49.8 | 35.9 | 33.3 | 48.9 | 60.7 | 51.7 | 41.5
723755 | Flagstaff | Arizona | 3.7 | 9.2 | Dry-Bulb (F) | 22.7 | 21.4 | 32 | 39.7 | 32.7 | 25.9 | 21 | 18.1 | 33.4 | 40.7 | 34.8 | 26.2 | 29.4 | 27.9 | 39.1 | 43.9 | 40.3 | 33.4 | 33 | 36.2 | 49 | 54 | 48.3 | 38 | 39.6 | 41.7 | 58.2 | 63.5 | 59.4 | 47.5 | 50 | 55.8 | 72.9 | 75.1 | 72.1 | 58.1 | 53.8 | 60.2 | 77.3 | 79.4 | 73.4 | 61.6 | 51.9 | 53.6 | 71.3 | 74.5 | 70.3 | 58.1 | 45.1 | 50.4 | 65.7 | 70.2 | 63.1 | 50.5 | 38.8 | 38.4 | 53.5 | 57.2 | 49.1 | 41.2 | 27.9 | 27.1 | 42.9 | 49.2 | 39.2 | 30.6 | 21 | 21.7 | 36.1 | 43.2 | 33.9 | 23.4
723700 | Kingman (AMOS) | Arizona | 24.5 | 27.2 | Dry-Bulb (F) | 36.1 | 34.6 | 48.1 | 57.4 | 47.7 | 38.3 | 40.9 | 38.8 | 48.9 | 55.4 | 50.5 | 43 | 43.6 | 43.5 | 55.7 | 60.7 | 55.5 | 46.5 | 55.2 | 54.3 | 70.4 | 77.2 | 73 | 61.5 | 64.9 | 66.4 | 81.1 | 86.6 | 82.9 | 71.7 | 71.5 | 73.9 | 89.5 | 95.1 | 91.2 | 77.9 | 75.8 | 76.5 | 89.3 | 94.9 | 92 | 81.4 | 77.7 | 77.7 | 91.4 | 96.7 | 92.2 | 82.5 | 68 | 66.5 | 81.2 | 87.2 | 81.5 | 70.9 | 54.5 | 53.5 | 67.4 | 73.7 | 66.7 | 57.6 | 41.1 | 40.2 | 49.6 | 55.6 | 49.4 | 43.9 | 36.9 | 35.9 | 45.5 | 52.6 | 44.8 | 39.2
722785 | Luke AFB | Arizona | 35.4 | 37.8 | Dry-Bulb (F) | 48.7 | 46.5 | 55.1 | 62.8 | 58.6 | 52.1 | 51.3 | 48.7 | 57.4 | 64.9 | 61.4 | 54.2 | 52.6 | 50.7 | 62.6 | 70.5 | 67.3 | 58 | 63.4 | 60.7 | 77.2 | 86.6 | 83 | 71 | 71.1 | 69.5 | 85.8 | 94.5 | 91.4 | 78.9 | 81.5 | 78.9 | 95.9 | 105.1 | 103.2 | 89.5 | 84.8 | 83.2 | 97.6 | 106.5 | 104.5 | 92.2 | 84.4 | 82.3 | 95.8 | 104.2 | 102.8 | 91.3 | 78.8 | 76.7 | 90.3 | 98.2 | 93.8 | 82.8 | 62.5 | 59.9 | 75.6 | 84.5 | 78.2 | 67.3 | 55.3 | 52.2 | 66.9 | 76.3 | 68.3 | 58.7 | 46.8 | 44.4 | 56.4 | 66.3 | 58.7 | 50.9
723710 | Page Muni (AMOS) | Arizona | 21.6 | 25.1 | Dry-Bulb (F) | 37.3 | 35 | 41 | 47.6 | 45 | 40.7 | 37.4 | 35.1 | 40.5 | 46.8 | 45.2 | 40.8 | 45.5 | 43.7 | 51.6 | 58.9 | 56.9 | 51 | 56.7 | 54.5 | 64.7 | 73 | 70.7 | 63.2 | 62 | 60.3 | 71.7 | 79.9 | 78 | 69.8 | 71.4 | 70.3 | 81.8 | 90.1 | 88.2 | 80 | 75.7 | 74.8 | 86.4 | 93.7 | 89.9 | 82.1 | 73.2 | 71.9 | 81.5 | 89.6 | 86.3 | 78.4 | 66.2 | 64.7 | 73.6 | 79.3 | 76.5 | 70 | 54.4 | 52.7 | 61.6 | 68.5 | 63.7 | 57.3 | 40 | 38.9 | 45 | 49.4 | 46.1 | 42.3 | 33.6 | 31.6 | 37.2 | 42.9 | 39.9 | 36
722780 | Phoenix | Arizona | 37.2 | 40.1 | Dry-Bulb (F) | 49.8 | 46.9 | 55.2 | 64.5 | 61.8 | 54.3 | 54.1 | 51.5 | 60.2 | 69.3 | 66.7 | 59.5 | 57 | 54.5 | 64 | 71 | 70 | 62.8 | 65.5 | 62.5 | 76.7 | 85.5 | 83.5 | 73.6 | 72.8 | 70.2 | 82.9 | 91.3 | 89.6 | 80 | 85 | 82.8 | 94.9 | 103.1 | 101.2 | 92 | 89 | 87.1 | 97 | 105 | 102.9 | 95 | 86.2 | 83.6 | 93.7 | 101.1 | 100.5 | 92.1 | 79.8 | 77.2 | 87.9 | 96.7 | 93.5 | 85 | 69.5 | 66.9 | 78.8 | 87.5 | 82.3 | 74.8 | 57.9 | 55.3 | 65.9 | 74.6 | 69.8 | 62.4 | 47.9 | 45.3 | 53.3 | 61.8 | 58.4 | 51.9
723723 | Prescott Love Field | Arizona | 16.7 | 20.5 | Dry-Bulb (F) | 30.1 | 28.1 | 37.2 | 44.8 | 39.2 | 32.8 | 35.8 | 33.9 | 45.7 | 54.5 | 49 | 40.5 | 38.2 | 37.6 | 47.2 | 53.6 | 49.7 | 42.4 | 44.5 | 46.3 | 58.6 | 64.7 | 60.2 | 50.1 | 51.7 | 53.3 | 69.8 | 75.1 | 70.9 | 57.9 | 61.4 | 64 | 80.9 | 85.6 | 81.4 | 68.5 | 65.4 | 68.1 | 82 | 87.7 | 81.5 | 71.4 | 66.1 | 65.7 | 79.7 | 84.2 | 78.9 | 70.3 | 58.2 | 57.3 | 74.9 | 80.2 | 74.7 | 62.9 | 48.9 | 47.4 | 63.1 | 69.8 | 62.7 | 53.2 | 36.4 | 34.5 | 49.9 | 58.9 | 50.4 | 40.3 | 32 | 30.1 | 41.8 | 52.3 | 45.8 | 36
722747 | Safford (AMOS) | Arizona | 23.7 | 27.1 | Dry-Bulb (F) | 40.3 | 36.7 | 50.4 | 61.9 | 55.5 | 45.3 | 45 | 42.2 | 55.6 | 65.8 | 61.7 | 51.1 | 54.3 | 51.9 | 64.3 | 73.6 | 70.4 | 60.2 | 58.3 | 56.4 | 73.6 | 82.8 | 79.1 | 66.6 | 65.9 | 65.1 | 81.9 | 90.3 | 87.2 | 74.2 | 73.3 | 72.2 | 88.3 | 97.1 | 94 | 81.5 | 76.1 | 75.3 | 88.6 | 96.9 | 91.8 | 81.8 | 73.6 | 73.1 | 85.6 | 93.4 | 87.3 | 78.9 | 73 | 71.4 | 86.1 | 93.3 | 88.2 | 78.2 | 57.3 | 55.5 | 69.2 | 76.6 | 71 | 62.3 | 47.9 | 46.2 | 59.1 | 68.3 | 61.3 | 52.2 | 36.8 | 34.2 | 47.9 | 58.1 | 49.8 | 40.9
722740 | Tucson | Arizona | 31.6 | 34.4 | Dry-Bulb (F) | 43.3 | 41 | 53.1 | 63 | 57.8 | 47.8 | 47.4 | 46.1 | 59.2 | 68.1 | 63 | 52 | 50.9 | 49.4 | 58.9 | 66.4 | 64 | 56.1 | 56.8 | 56.2 | 68.4 | 76.1 | 73.6 | 64 | 64.8 | 64.7 | 81.5 | 89 | 85.1 | 73.3 | 75.6 | 75.2 | 90.8 | 98.1 | 95.3 | 84 | 78.1 | 77.9 | 90.6 | 98.5 | 94.2 | 83.7 | 75.7 | 75 | 88.6 | 95.4 | 89.9 | 80.8 | 71.6 | 70.5 | 84.6 | 91.3 | 85.6 | 76.5 | 61.8 | 60.3 | 73.6 | 80.5 | 75.2 | 66.9 | 49.4 | 47.6 | 61.4 | 71 | 63 | 53.1 | 45.2 | 43.3 | 54.2 | 63.3 | 57.3 | 49.7
723740 | Winslow Municipal AP | Arizona | 11.5 | 15.6 | Dry-Bulb (F) | 27.8 | 25.8 | 39.1 | 50.9 | 42.5 | 31.9 | 30.5 | 28.5 | 42.4 | 52.6 | 45.7 | 35.5 | 32.7 | 32.2 | 44.6 | 51.7 | 46.5 | 37.6 | 47.9 | 46.6 | 65.3 | 73.3 | 67.2 | 55.1 | 54 | 54.4 | 72.2 | 79.7 | 74.6 | 61.5 | 61.4 | 62.7 | 82.5 | 88.2 | 83.4 | 69.8 | 69.7 | 70.3 | 85.8 | 91.3 | 85.4 | 75.2 | 67.2 | 66.6 | 81.1 | 88.1 | 82.3 | 72.8 | 57.3 | 56.3 | 69.9 | 77.5 | 73 | 62.3 | 42.9 | 41.6 | 61.2 | 73.4 | 63 | 50.1 | 35.1 | 33.4 | 47.9 | 58.6 | 48.8 | 39.1 | 26.8 | 24.6 | 36.4 | 47.1 | 38.3 | 29.8
722800 | Yuma Intl AP | Arizona | 41.5 | 44.6 | Dry-Bulb (F) | 54.9 | 52.2 | 60.6 | 71.5 | 68 | 59.4 | 53 | 49.9 | 58.3 | 67.4 | 65.3 | 57 | 60.4 | 57.3 | 68.7 | 78 | 76.4 | 66.1 | 64.4 | 62 | 75.7 | 84.1 | 82.1 | 70.8 | 69.2 | 67.6 | 81.3 | 89.8 | 88.1 | 75.8 | 77.5 | 76 | 89 | 97.6 | 96.5 | 83.9 | 86.8 | 85.7 | 94.9 | 103.7 | 103.4 | 92 | 88.7 | 87.4 | 97.3 | 105.4 | 103.9 | 93.7 | 81.3 | 79.1 | 89.7 | 98.4 | 96 | 85.8 | 68.2 | 65.7 | 77.9 | 86.4 | 83 | 73.1 | 61.4 | 58.9 | 68.7 | 77.8 | 73.3 | 64.8 | 52.8 | 50.8 | 59.1 | 68.9 | 64.8 | 57.2
723448 | Batesville (AWOS) | Arkansas | 14.6 | 19.3 | Dry-Bulb (F) | 37.7 | 37.6 | 41.7 | 45.2 | 42.3 | 39.3 | 38 | 36.3 | 45.2 | 52.4 | 47.4 | 42.2 | 40.4 | 39.3 | 48.3 | 53.7 | 49.6 | 43.9 | 51.2 | 51.2 | 61 | 66.4 | 62.7 | 55.4 | 57.9 | 58.9 | 72.5 | 77.6 | 73 | 63.9 | 70.2 | 72.6 | 82.8 | 87.3 | 81.2 | 73.7 | 71.2 | 72.6 | 80.8 | 85 | 81.5 | 73.9 | 67.8 | 67.7 | 78.8 | 82.8 | 78.3 | 71 | 67.7 | 67.6 | 81 | 86.6 | 80 | 71.8 | 53.3 | 53.2 | 63.6 | 68.6 | 62 | 55.8 | 42.8 | 41.6 | 51.4 | 56.7 | 50.2 | 45.9 | 39 | 37.7 | 44.1 | 48.6 | 44.1 | 40.7
723444 | Bentonville (AWOS) | Arkansas | 9.5 | 15.1 | Dry-Bulb (F) | 32.1 | 32 | 37.6 | 42.8 | 38.1 | 34 | 39.2 | 37.5 | 45 | 50.7 | 46.5 | 41.4 | 36.3 | 35.2 | 43.7 | 49.6 | 46.3 | 39.8 | 49.6 | 49.3 | 59.5 | 64.4 | 59.3 | 53.2 | 63.3 | 64.2 | 71.4 | 75.6 | 71.8 | 66.1 | 65 | 66.3 | 73.5 | 77 | 73.9 | 67.7 | 71.7 | 73.8 | 84.3 | 88.1 | 83.5 | 75 | 71.9 | 73.1 | 85.7 | 90.3 | 84.6 | 75.4 | 62.1 | 62.3 | 77 | 83 | 75.4 | 66.1 | 50.4 | 50.7 | 59.2 | 62.4 | 56.9 | 52.3 | 38.9 | 38.2 | 48.6 | 54.3 | 46.4 | 40.7 | 31.2 | 29.7 | 38.4 | 45.4 | 38.9 | 34.1
723419 | El Dorado Goodwin Field | Arkansas | 21.5 | 25.1 | Dry-Bulb (F) | 39.1 | 37.9 | 43.5 | 48.5 | 44.7 | 40.9 | 37.1 | 35.1 | 47 | 53.9 | 48.3 | 41.6 | 53.2 | 52.4 | 63.4 | 70.2 | 64.9 | 57.3 | 55.5 | 56.1 | 69.3 | 75.4 | 69.5 | 59.9 | 68.1 | 69.5 | 78.2 | 83.8 | 78.7 | 71 | 71.2 | 73.6 | 84.4 | 87.8 | 81.9 | 74.1 | 72.7 | 74.5 | 84.9 | 88.3 | 83.8 | 75.5 | 75.7 | 77.2 | 94.1 | 100.7 | 92.9 | 79.8 | 71.3 | 71.7 | 84.5 | 89.2 | 81.5 | 73.7 | 51.1 | 51.2 | 67 | 73 | 62.2 | 54.6 | 51.6 | 50.6 | 58.6 | 63.9 | 56.4 | 52.4 | 37.9 | 37.2 | 45.6 | 51.8 | 44.7 | 39.5
723445 | Fayetteville Drake Field | Arkansas | 7.5 | 14.1 | Dry-Bulb (F) | 34.4 | 33.8 | 39.1 | 44.5 | 40.1 | 34.8 | 35.3 | 33.4 | 44.5 | 52.8 | 48.1 | 39.9 | 44.6 | 43.4 | 53.4 | 59.3 | 55.2 | 48.3 | 55 | 54.1 | 64.1 | 69.4 | 65.8 | 58.4 | 55.4 | 57.3 | 69.7 | 74.2 | 70.2 | 59.7 | 65.7 | 67 | 75.7 | 77.4 | 74.7 | 68.1 | 73.6 | 74.9 | 85.6 | 90.8 | 87.5 | 77.4 | 71.3 | 72 | 85.8 | 92 | 87 | 75.6 | 68.3 | 68.4 | 81.3 | 86 | 80 | 71.5 | 54.4 | 53.7 | 64.2 | 69.9 | 63.4 | 56.1 | 47.1 | 46 | 53.1 | 58.2 | 52 | 48.5 | 31.8 | 29 | 39.4 | 46.6 | 39.3 | 35.1
723447 | Flippin (AWOS) | Arkansas | 11.6 | 17 | Dry-Bulb (F) | 33.3 | 31.3 | 38.3 | 45.2 | 41 | 35.9 | 37.4 | 35.6 | 42 | 49.4 | 46.3 | 41.3 | 40.5 | 38.7 | 47.7 | 53.8 | 50.4 | 45 | 52.9 | 52.2 | 63.7 | 70.4 | 66.1 | 58.1 | 60.5 | 60.8 | 69.2 | 74.4 | 71.5 | 63.8 | 63.8 | 65.6 | 76.8 | 80.1 | 76.2 | 68 | 69.6 | 70.4 | 80.8 | 85.2 | 80.4 | 73 | 70.4 | 70.2 | 83.9 | 91.6 | 86.3 | 75.9 | 67.1 | 65.8 | 78.7 | 85.6 | 80.1 | 71.4 | 55.9 | 55.1 | 64.1 | 70.6 | 65.2 | 59.3 | 48.7 | 47.6 | 54.4 | 59.1 | 54.1 | 50.5 | 34 | 31.3 | 38.4 | 46.6 | 41.7 | 36.7
723440 | Fort Smith | Arkansas | 13.7 | 18.8 | Dry-Bulb (F) | 32.1 | 30.6 | 36.2 | 42.8 | 38.7 | 33.8 | 32 | 30.4 | 37.6 | 45 | 42 | 36.8 | 44.7 | 43 | 53.4 | 62.1 | 57.1 | 48.9 | 53.4 | 53.1 | 61.8 | 67.6 | 65.3 | 57.3 | 61.7 | 61.9 | 71.4 | 77 | 74.8 | 67.1 | 69.1 | 70.8 | 82.3 | 86.7 | 82.5 | 73.7 | 74.4 | 75.6 | 85.3 | 90.4 | 85.7 | 78 | 72.1 | 72.2 | 83.8 | 89.8 | 84.7 | 75.9 | 68.2 | 68.2 | 80.4 | 87.2 | 80 | 71.6 | 53 | 52.4 | 65.2 | 71.6 | 64.6 | 56.4 | 47.1 | 46.6 | 54 | 60.7 | 55.4 | 49.5 | 33.7 | 32.9 | 40.8 | 48.4 | 41.8 | 36.2
723446 | Harrison FAA AP | Arkansas | 8.8 | 15.3 | Dry-Bulb (F) | 34.5 | 32.5 | 38.5 | 45.5 | 41.5 | 37 | 34.1 | 32.6 | 37 | 40.9 | 38.6 | 35.7 | 46.6 | 44.3 | 52 | 58.8 | 55.7 | 49.7 | 51.8 | 51.9 | 61.7 | 66.8 | 62.5 | 55.5 | 58.7 | 59 | 69.3 | 74.2 | 70.7 | 63.2 | 66.5 | 66.7 | 74.4 | 78.2 | 75.4 | 69.2 | 71.6 | 72.6 | 82.2 | 86.9 | 84 | 75.4 | 72 | 72.9 | 83.9 | 87.6 | 82.8 | 75.1 | 70.1 | 68.9 | 79.7 | 85 | 80.2 | 73.2 | 51.5 | 51 | 58.2 | 61.9 | 57.3 | 52.9 | 47.7 | 46.7 | 52.8 | 56.7 | 51.9 | 49 | 37.9 | 36.3 | 41.5 | 46.9 | 42.6 | 38.7
723407 | Jonesboro Municipal | Arkansas | 11.2 | 17.6 | Dry-Bulb (F) | 30.5 | 28.9 | 34 | 38.9 | 36.4 | 32.5 | 35.3 | 34.7 | 37.9 | 41.1 | 39.6 | 37 | 45.3 | 44.4 | 49.7 | 53.8 | 52.1 | 48 | 57.4 | 57.7 | 65.8 | 70.1 | 66.5 | 60.7 | 60.7 | 62.1 | 70.3 | 75.2 | 71 | 63.8 | 69.8 | 71.7 | 81.5 | 85.3 | 80.4 | 73.5 | 72.9 | 74.5 | 84.3 | 88 | 84 | 76 | 70.1 | 70.6 | 81.9 | 86 | 81.2 | 73.7 | 69.9 | 70 | 81.8 | 87.9 | 81.2 | 73.4 | 54.4 | 53.7 | 64.1 | 69.1 | 62.9 | 56.7 | 47.6 | 46.5 | 55.8 | 61.5 | 54.6 | 49.6 | 26.8 | 26 | 30.1 | 33.4 | 30.3 | 27.9
723403 | Little Rock Adams Field | Arkansas | 16.9 | 21.7 | Dry-Bulb (F) | 33.8 | 31.6 | 36.9 | 43.4 | 39.6 | 35.7 | 41 | 39.3 | 47.2 | 54.3 | 50.2 | 44.7 | 46.9 | 45.9 | 53.7 | 60.1 | 56.5 | 50 | 55.6 | 55.5 | 65.2 | 70.7 | 67 | 59.7 | 63.6 | 64.8 | 73.7 | 77.3 | 73.2 | 66.8 | 71 | 73.3 | 83.3 | 87.3 | 82.7 | 74.7 | 74.4 | 75.7 | 86.5 | 89.7 | 85.3 | 77.6 | 73.9 | 74.5 | 86.2 | 90.2 | 85.1 | 77.1 | 68.4 | 68.3 | 78.4 | 83.7 | 78.3 | 71.5 | 55.5 | 54.9 | 66.2 | 72.4 | 64.9 | 58.5 | 48.6 | 48.8 | 56.3 | 61.3 | 55 | 50.5 | 37.7 | 36.9 | 43.4 | 49.4 | 44.8 | 40.1
723405 | Little Rock AFB | Arkansas | 15.2 | 20.4 | Dry-Bulb (F) | 36.5 | 35.4 | 41.7 | 48.2 | 43.2 | 38.4 | 39.6 | 37.9 | 48.4 | 56 | 51.3 | 44.6 | 40.8 | 39.7 | 49.8 | 55.7 | 52.2 | 45.3 | 51.5 | 52 | 62 | 68.4 | 64.9 | 56.5 | 67.7 | 69.2 | 77.2 | 80.6 | 77 | 71.2 | 71.9 | 74 | 83.5 | 86.6 | 82.5 | 74.5 | 74.2 | 76 | 87.3 | 90.3 | 85.5 | 78 | 69.4 | 70.4 | 82.9 | 85.7 | 80.2 | 72.6 | 63.5 | 64.2 | 76.1 | 80.3 | 74.5 | 66.8 | 56 | 56 | 71.3 | 77.3 | 68.5 | 60.2 | 42.6 | 41.5 | 52.1 | 58.6 | 50.8 | 44.9 | 37.6 | 36.6 | 42.5 | 46.9 | 43.2 | 39.8
723417 | Pine Bluff FAA AP | Arkansas | 20.7 | 25.1 | Dry-Bulb (F) | 36.8 | 35.3 | 40.1 | 44.8 | 41.8 | 38.9 | 44.8 | 43.8 | 48.7 | 53.2 | 50 | 46.1 | 44.3 | 42.5 | 51.5 | 57.7 | 54.1 | 48 | 59.8 | 59.4 | 68.6 | 74.4 | 70.6 | 63.7 | 66.5 | 67.2 | 75.1 | 79.8 | 76.3 | 69.1 | 71.4 | 73.3 | 82.8 | 86.6 | 82.4 | 74.9 | 73.2 | 74.3 | 83.1 | 86.9 | 82.7 | 75.7 | 76.4 | 76.9 | 91.5 | 97.6 | 91.1 | 81.4 | 72.3 | 71.8 | 83.5 | 88.8 | 82.8 | 75.9 | 59 | 58.3 | 64.6 | 68.7 | 64.3 | 60.7 | 45 | 43.4 | 53.2 | 58.9 | 52.5 | 47.1 | 32.8 | 31.1 | 36.1 | 40.2 | 36.1 | 33.6
723449 | Rogers (AWOS) | Arkansas | 8.9 | 14.2 | Dry-Bulb (F) | 29.6 | 28.5 | 33.4 | 39.2 | 35.8 | 32.2 | 35.6 | 34 | 42.7 | 49.7 | 45.1 | 38.8 | 36.1 | 34.7 | 43 | 49.2 | 45.9 | 39.9 | 48.1 | 48.3 | 58 | 63.5 | 59.7 | 52.7 | 57.4 | 58.8 | 69 | 73.2 | 70.2 | 62.1 | 68.7 | 70.7 | 80.6 | 83.6 | 78.6 | 71.6 | 70.6 | 71.6 | 81.4 | 85.8 | 82 | 74 | 74.3 | 75.1 | 86.4 | 92.4 | 87.2 | 78.1 | 66.4 | 66 | 77.6 | 83.2 | 77.8 | 70.2 | 50.7 | 49.5 | 59.9 | 65.3 | 59.1 | 53.2 | 44.8 | 44.6 | 49.8 | 53.7 | 49.4 | 45.7 | 38.7 | 37.6 | 43.8 | 49.5 | 46.1 | 42.5
723416 | Stuttgart (AWOS) | Arkansas | 20.2 | 24.7 | Dry-Bulb (F) | 41.7 | 41.4 | 45.7 | 49.3 | 46.5 | 44.1 | 41.3 | 39.6 | 46.4 | 51.9 | 47.8 | 43.8 | 47.2 | 45.8 | 53.4 | 59.3 | 55.8 | 50.7 | 55.7 | 55.6 | 63.2 | 68.3 | 64.4 | 58.6 | 66.6 | 67.6 | 75.6 | 79.6 | 75.6 | 69.8 | 72.2 | 73.5 | 82.1 | 85.6 | 81.6 | 75.5 | 75.6 | 76.3 | 83.8 | 87.5 | 84.4 | 78.1 | 72.6 | 72.9 | 82.8 | 86.7 | 81.4 | 75.3 | 68.9 | 69.3 | 81.1 | 86 | 79.7 | 72.1 | 59.5 | 58.5 | 71 | 76.3 | 68.5 | 62.3 | 49.7 | 48.4 | 58.3 | 63.9 | 57.1 | 52.2 | 37.2 | 35.9 | 43.7 | 50.2 | 44.2 | 40.1
723418 | Texarkana Webb Field | Arkansas | 20.8 | 25.6 | Dry-Bulb (F) | 38.9 | 37.5 | 42 | 46.9 | 44.3 | 41.2 | 47.6 | 45.6 | 50.1 | 54.7 | 52.6 | 49.6 | 49.2 | 48.4 | 55.2 | 60.6 | 58.4 | 53.4 | 61.6 | 61.3 | 69.8 | 74.5 | 71.4 | 65.4 | 66.8 | 66.3 | 75.4 | 80.5 | 77.5 | 70.8 | 70.8 | 71.8 | 81 | 84.7 | 80.8 | 74.6 | 77.1 | 78.2 | 87.7 | 91.9 | 87.4 | 80.6 | 74.1 | 74.3 | 84.1 | 88.7 | 84.3 | 77.5 | 74.5 | 73.8 | 83.1 | 87.9 | 83 | 77.5 | 61.6 | 60.6 | 69.3 | 74.6 | 68.9 | 64.4 | 48.6 | 46.7 | 56.3 | 62.5 | 57 | 51.6 | 43.1 | 41.6 | 50.4 | 58.3 | 52.1 | 46.8
723406 | Walnut Ridge (AWOS) | Arkansas | 14 | 18.7 | Dry-Bulb (F) | 33.9 | 32.6 | 37.7 | 42.9 | 39.4 | 35.7 | 39.1 | 38.4 | 45.1 | 50.4 | 46.1 | 41.6 | 40.1 | 39.3 | 48 | 53.9 | 50 | 43.9 | 57.2 | 57 | 64.8 | 69.2 | 65.9 | 60.6 | 62.9 | 63.6 | 71.9 | 75.7 | 73.3 | 66.3 | 69.4 | 70.7 | 80.9 | 84.7 | 80.7 | 73.9 | 73.7 | 74 | 82.3 | 87 | 84.2 | 77.3 | 69.8 | 70.2 | 80.6 | 84.7 | 79.2 | 73 | 66.5 | 66.5 | 77 | 82.3 | 76.5 | 69.3 | 58.4 | 57.7 | 66.4 | 72.7 | 66.6 | 61.5 | 41.8 | 40.7 | 49.8 | 55.3 | 48.8 | 44.4 | 33.3 | 32.6 | 39.2 | 45 | 39.5 | 35.6
725945 | Arcata | California | 30.2 | 32.5 | Dry-Bulb (F) | 44.2 | 43.9 | 49.7 | 52.2 | 47.1 | 44.6 | 40.7 | 40.7 | 50.9 | 55.1 | 47.5 | 42.3 | 44.3 | 44.1 | 50.9 | 53.3 | 49.8 | 46 | 45.6 | 46.6 | 52.6 | 54.1 | 51.2 | 47.8 | 46.1 | 47.6 | 53.7 | 55.9 | 52.6 | 48.3 | 48.9 | 51.3 | 57 | 60 | 56.8 | 51 | 52.8 | 54.3 | 59 | 61.2 | 58 | 53.4 | 53.5 | 53.9 | 57.8 | 60.7 | 57.7 | 53.6 | 51.4 | 52.9 | 60 | 62.5 | 58.4 | 53.6 | 47.6 | 48.1 | 56.2 | 59.4 | 53.6 | 49.3 | 47.3 | 46.6 | 54.7 | 56.9 | 50.7 | 48.3 | 43.1 | 42.4 | 51.5 | 55.4 | 49.2 | 45.2
723840 | Bakersfield | California | 32.4 | 35 | Dry-Bulb (F) | 43 | 41.6 | 49.5 | 56.7 | 50.7 | 45.7 | 47.2 | 45.5 | 53.5 | 59.5 | 54.2 | 50.2 | 49.7 | 49.8 | 60.8 | 66.1 | 59.4 | 52.8 | 54.2 | 55.8 | 69.8 | 77.3 | 69.5 | 59 | 58.9 | 62.7 | 75.7 | 82.9 | 77.3 | 64.4 | 66.7 | 69.9 | 83.5 | 91.8 | 87.9 | 75.3 | 69.8 | 72.3 | 85.6 | 93.6 | 89.3 | 77 | 69.6 | 71.3 | 86.5 | 95.1 | 89 | 76.5 | 68.2 | 68.4 | 79.7 | 89.1 | 82.2 | 74.1 | 61.9 | 61.6 | 73.1 | 80.2 | 73 | 65.9 | 49.9 | 49.1 | 59 | 66.2 | 59.4 | 53.1 | 44 | 44.2 | 50.2 | 55.7 | 49.3 | 46.1
724837 | Beale AFB | California | 32.2 | 34.6 | Dry-Bulb (F) | 41.5 | 39.4 | 48.4 | 57.1 | 50.4 | 44.5 | 44.9 | 43.5 | 52.6 | 58.3 | 53.4 | 48 | 51.1 | 49.9 | 60.1 | 66.8 | 62 | 54.7 | 50.7 | 51.2 | 62.7 | 68.9 | 64.4 | 55.1 | 55.7 | 57.6 | 70.7 | 79 | 75.1 | 62.6 | 62.7 | 65.3 | 79.6 | 88.6 | 84.9 | 70.7 | 70.2 | 72.4 | 87.4 | 96.5 | 92.7 | 78.9 | 65.3 | 66 | 82 | 91.9 | 86.4 | 73.7 | 63.7 | 62.8 | 78.6 | 88.4 | 82.2 | 71.2 | 56.5 | 55.3 | 69.3 | 76.2 | 68.2 | 60.9 | 44.7 | 43.6 | 51.6 | 56.5 | 50.3 | 46 | 39.3 | 38 | 45.6 | 51.1 | 44.8 | 40.8
725845 | Blue Canyon AP | California | 21.1 | 23.6 | Dry-Bulb (F) | 35.6 | 35.3 | 39.3 | 40.4 | 37.1 | 36.3 | 35.3 | 35.2 | 39.5 | 41.5 | 37.3 | 35.8 | 34.4 | 34.3 | 38.3 | 39.6 | 36.8 | 35.5 | 43.1 | 43.6 | 50.2 | 53.4 | 48.8 | 45 | 48 | 49.6 | 55.4 | 57.4 | 53.5 | 49.6 | 59.5 | 61.4 | 67.5 | 69.3 | 65.4 | 60.8 | 65.1 | 66.3 | 72.4 | 74.8 | 70.4 | 65.5 | 64.6 | 65.4 | 72 | 74.4 | 69.2 | 65.3 | 60 | 60.8 | 68.1 | 70 | 63.4 | 60.7 | 55.7 | 56.3 | 62.6 | 63.9 | 57.7 | 55.8 | 44.2 | 44 | 49.1 | 49.4 | 45.3 | 44.2 | 38.9 | 39.1 | 43 | 43.7 | 40.1 | 39.6
747188 | Blythe Riverside Co AP | California | 36.1 | 39 | Dry-Bulb (F) | 48.5 | 46.4 | 59.3 | 67.8 | 60.1 | 53.4 | 52.9 | 50.6 | 64.5 | 72.5 | 66.3 | 58.6 | 56.9 | 56.8 | 70.8 | 77.4 | 71.8 | 63 | 65.8 | 66.9 | 83.9 | 90.6 | 85 | 74.2 | 71 | 73.8 | 88.6 | 94.8 | 89.5 | 79.1 | 78.8 | 81.5 | 97.9 | 105.7 | 101.3 | 88.7 | 85.6 | 86.8 | 98.9 | 106.3 | 102.6 | 93.4 | 88.3 | 89.2 | 101.9 | 108.4 | 104 | 94.6 | 77 | 77.9 | 91.5 | 97.1 | 90.4 | 82.6 | 64.2 | 64 | 77.5 | 82.8 | 76.7 | 69.1 | 55.7 | 55.1 | 69.2 | 76.5 | 66.5 | 59.6 | 48.7 | 47 | 60.8 | 68.3 | 58.8 | 52
722880 | Burbank-Glendale-Pasadena | California | 39 | 41.4 | Dry-Bulb (F) | 49.1 | 47.2 | 58.3 | 65.3 | 58.6 | 52.9 | 48.1 | 46.9 | 57.3 | 63.6 | 57.7 | 51.9 | 52.8 | 52 | 61.1 | 66.2 | 60.5 | 55.4 | 56.7 | 57.2 | 67.8 | 72.3 | 66.6 | 60.2 | 59.5 | 60.5 | 71.1 | 76 | 69.8 | 63 | 61.1 | 61.5 | 72.7 | 78.5 | 71.2 | 64.1 | 65 | 66 | 78.7 | 83.9 | 76.4 | 68.3 | 66.6 | 67 | 79.4 | 86 | 77.3 | 69.6 | 70 | 70.5 | 84.3 | 89.3 | 81.9 | 74.3 | 57.4 | 57 | 66.3 | 70.6 | 64.3 | 60.1 | 52.3 | 51.6 | 65.4 | 71.3 | 62.1 | 55.8 | 48.5 | 47.1 | 58.7 | 64.6 | 57.7 | 51.9
722926 | Camp Pendleton Mcas | California | 33 | 35.7 | Dry-Bulb (F) | 44.6 | 44.2 | 59.9 | 65.5 | 54.4 | 47 | 48.2 | 47 | 57.4 | 60.8 | 56.2 | 51.2 | 48.6 | 49.5 | 62.3 | 63.6 | 57.7 | 51.9 | 50.9 | 52.7 | 63.4 | 64.7 | 57.9 | 53.2 | 57.4 | 58.4 | 68.9 | 70.5 | 65.4 | 59.9 | 59.8 | 61.5 | 71 | 71.3 | 64.3 | 59.7 | 63.3 | 65.5 | 74.6 | 75 | 67.8 | 63.7 | 61.7 | 63 | 74.5 | 76.1 | 67.7 | 61.8 | 60.2 | 62.7 | 78.6 | 79.4 | 70.1 | 62.6 | 55.9 | 56.7 | 68.3 | 69.6 | 62.6 | 58.1 | 45.7 | 45.7 | 62.3 | 65.1 | 55.2 | 48.2 | 45.4 | 44.6 | 62.2 | 68 | 56.9 | 48
723815 | Daggett | California | 29.2 | 32.5 | Dry-Bulb (F) | 38.2 | 36.9 | 49 | 56.9 | 48.2 | 41.4 | 44.5 | 42.9 | 56.6 | 65.4 | 57.3 | 48.8 | 51.4 | 50.3 | 64.9 | 71.8 | 64.6 | 56 | 57.1 | 57.2 | 71.2 | 78.7 | 72.2 | 62.2 | 62.9 | 64.5 | 78.7 | 86.3 | 79.2 | 69.3 | 70.8 | 74.6 | 90.8 | 98.1 | 91.4 | 79 | 78.3 | 79.2 | 95.5 | 104.7 | 99.4 | 86.8 | 76.9 | 77.7 | 91.5 | 99.9 | 93.3 | 83.4 | 68 | 68.5 | 82.5 | 89.4 | 82.6 | 73.7 | 60.3 | 59 | 73.1 | 81.6 | 73.9 | 64.5 | 48.5 | 47.3 | 60.3 | 69.2 | 60.3 | 51.8 | 40.2 | 38.6 | 51.2 | 58.1 | 49.1 | 43
723810 | Edwards AFB | California | 22.7 | 25.9 | Dry-Bulb (F) | 39.8 | 37.5 | 51.1 | 60.1 | 52.2 | 44.8 | 38.6 | 37.6 | 49.8 | 55.4 | 49.2 | 41.9 | 40.4 | 40.3 | 51.9 | 57.3 | 51.6 | 44.5 | 46.3 | 48.3 | 62 | 66.4 | 59.3 | 50.6 | 58.9 | 62.4 | 78.2 | 83 | 74.3 | 64.5 | 60.2 | 64.7 | 81.4 | 87 | 77.5 | 66.9 | 68.5 | 72.5 | 89.9 | 95.4 | 86.2 | 74.6 | 68.7 | 71.5 | 92.6 | 99.1 | 88.9 | 75.9 | 61.4 | 62 | 82.5 | 89.6 | 79.6 | 67.8 | 49.5 | 49.7 | 68.4 | 76.5 | 65.3 | 55.3 | 40.4 | 39.4 | 52.9 | 59.6 | 50.8 | 43.8 | 34.8 | 33.1 | 47.5 | 56.4 | 46.4 | 39.1
723890 | Fresno | California | 30.7 | 33 | Dry-Bulb (F) | 42.4 | 41.6 | 48.3 | 53.4 | 49.5 | 45.3 | 45 | 43.5 | 52.8 | 58.9 | 55.3 | 48.4 | 48.5 | 47.6 | 58.1 | 64.5 | 60.1 | 53 | 52.9 | 53 | 66.6 | 73.6 | 69.1 | 59.2 | 61 | 61.9 | 74.4 | 82.4 | 78.5 | 68 | 65.2 | 66.6 | 82.5 | 92.1 | 88.3 | 75 | 71.2 | 71.8 | 87 | 97 | 93.8 | 80.2 | 68.7 | 68.2 | 84 | 94.7 | 91.2 | 78.3 | 65.1 | 64.4 | 79.2 | 87.8 | 82.9 | 72.4 | 59.1 | 57.8 | 71.3 | 79.9 | 73.4 | 64 | 46.9 | 46.1 | 54.6 | 61.2 | 55.5 | 49.7 | 39.3 | 38.1 | 48.2 | 56.4 | 49.1 | 42.6
747185 | Imperial | California | 35.6 | 38 | Dry-Bulb (F) | 47 | 45.8 | 62.8 | 71.1 | 60.7 | 51 | 51.1 | 50 | 62.2 | 67.2 | 61.4 | 54.6 | 56.1 | 55.9 | 71.7 | 78.6 | 72 | 62.1 | 62.7 | 64.8 | 79.9 | 86.4 | 79.8 | 68.2 | 68.3 | 71.5 | 86.8 | 93.4 | 86.7 | 74.4 | 75.9 | 79.4 | 96.4 | 104.1 | 96.5 | 82.8 | 80.6 | 83.4 | 97.5 | 105.2 | 100.1 | 87.2 | 79.8 | 80.7 | 97 | 105.6 | 99.2 | 86.5 | 77.3 | 78.6 | 96 | 102.7 | 94.2 | 83 | 63.1 | 64.2 | 81.2 | 87.4 | 76.8 | 66.8 | 53.9 | 53.8 | 73 | 78.3 | 66 | 57.8 | 45.4 | 45 | 63.7 | 70 | 58 | 48.5
723816 | Lancaster Gen Wm Fox Fiel | California | 21.7 | 24.8 | Dry-Bulb (F) | 35.1 | 32.5 | 48.2 | 57.2 | 46.9 | 38.9 | 38.9 | 36.6 | 50.3 | 57.2 | 49.5 | 42.8 | 48.5 | 47.7 | 61.7 | 67 | 58.6 | 52.5 | 52 | 52.5 | 67.8 | 72.3 | 63 | 55.9 | 61.1 | 63.2 | 77.8 | 81.7 | 73 | 66.2 | 67.6 | 71 | 86.7 | 89.9 | 79.1 | 71.6 | 69.3 | 71.5 | 87.9 | 92.5 | 83.3 | 74.2 | 70.3 | 71.8 | 91.3 | 96.4 | 85.4 | 75.8 | 64.4 | 64.5 | 84.6 | 89.4 | 79.6 | 69.1 | 53.1 | 52 | 67.9 | 73.3 | 63.9 | 56.8 | 41.1 | 39.4 | 58.2 | 67.8 | 56.2 | 46.6 | 37.5 | 36 | 48.3 | 54.6 | 46.9 | 41.3
747020 | Lemoore Reeves Nas | California | 29.9 | 32.7 | Dry-Bulb (F) | 39.6 | 38.7 | 45 | 51.2 | 46.3 | 41.6 | 44.9 | 42.9 | 53.2 | 60.3 | 53.4 | 46.9 | 45.9 | 44.7 | 59.9 | 67.2 | 60.2 | 50.4 | 53.2 | 53.5 | 67.8 | 75 | 69 | 58.4 | 57.1 | 59.7 | 75.9 | 84 | 78.2 | 65.4 | 62.4 | 65.3 | 81.6 | 90.8 | 85.5 | 70.6 | 68.5 | 70.3 | 86.5 | 96.4 | 90.6 | 76.1 | 64.7 | 66 | 83.7 | 93.5 | 86 | 72 | 61.3 | 61.8 | 81.3 | 90.1 | 79.5 | 67.2 | 53 | 52.1 | 68.4 | 74.9 | 64.9 | 56.6 | 44.9 | 43.4 | 57.3 | 63.5 | 54.2 | 47.6 | 39.9 | 38.3 | 48.1 | 55.8 | 48.3 | 42.9
722970 | Long Beach | California | 40.8 | 43.1 | Dry-Bulb (F) | 51 | 50.1 | 60.3 | 64.6 | 58.3 | 53.4 | 50.9 | 50 | 61.4 | 65.2 | 59.4 | 53.9 | 53.7 | 53.5 | 62 | 65.7 | 60.8 | 56.5 | 56.5 | 58.2 | 66.2 | 69 | 62.9 | 58.8 | 59.1 | 60.9 | 68 | 70.8 | 65.5 | 60.6 | 62.8 | 64.3 | 70.8 | 74.6 | 69.2 | 63.8 | 65.3 | 66.7 | 74.7 | 78 | 72.1 | 66.5 | 65.3 | 66.5 | 74.2 | 78.2 | 71.1 | 66.7 | 65.8 | 67.2 | 77.7 | 80.6 | 72.4 | 67.4 | 60.5 | 61.5 | 70 | 73.1 | 67 | 62.7 | 55.1 | 54.4 | 66.8 | 70.2 | 62.7 | 58 | 49.1 | 48.3 | 61.6 | 66.7 | 57.9 | 52.6
722950 | Los Angeles | California | 43.9 | 46.1 | Dry-Bulb (F) | 52.2 | 50.8 | 59.4 | 63.7 | 58.5 | 55.7 | 54.2 | 52.9 | 60.8 | 62.3 | 58.8 | 56.7 | 54.2 | 54.3 | 62.8 | 63 | 58.5 | 56.5 | 56.6 | 57.6 | 64.7 | 64.9 | 60.1 | 58.3 | 59.6 | 60.8 | 65.9 | 66.5 | 62.1 | 60.5 | 61.7 | 63 | 68 | 68.8 | 64.5 | 62.5 | 64.1 | 66 | 71.8 | 72.1 | 67.5 | 65 | 65.5 | 66.5 | 71.1 | 71.2 | 67.9 | 66.3 | 63.9 | 64.5 | 71.5 | 72.7 | 67.8 | 65.4 | 61.4 | 61.1 | 69.1 | 69.1 | 64.2 | 63 | 56.9 | 56.1 | 66 | 66.9 | 61.8 | 59.7 | 52.8 | 51.3 | 62.3 | 64.5 | 59 | 56.8
722860 | March AFB | California | 34.2 | 36.5 | Dry-Bulb (F) | 42.5 | 41.2 | 52.8 | 59 | 52 | 46.4 | 47.2 | 46.7 | 64.9 | 72.2 | 61.7 | 52.4 | 46.5 | 47.3 | 62.9 | 69.2 | 60.3 | 51.6 | 46.7 | 48.4 | 61.2 | 64.6 | 57.8 | 50.5 | 56.6 | 60.2 | 76.1 | 80.8 | 70.5 | 61.3 | 61.3 | 66.7 | 83.2 | 87.1 | 77.4 | 65.8 | 63.9 | 67.5 | 84.4 | 89.2 | 79.3 | 68.9 | 63.3 | 67.1 | 86.2 | 91 | 79.4 | 68.4 | 62.9 | 65.2 | 82.5 | 88.2 | 77.2 | 67.1 | 56.8 | 58.2 | 80.9 | 86.2 | 73 | 62 | 43.6 | 42.9 | 57.9 | 63.2 | 53.5 | 47 | 43.4 | 41.9 | 58.1 | 63.7 | 53.6 | 46.8
745090 | Mountain View Moffett Fld | California | 36.3 | 38.6 | Dry-Bulb (F) | 45 | 44.2 | 49.6 | 54.5 | 50.8 | 47.3 | 46.5 | 45.2 | 53.1 | 58.4 | 54.4 | 49.8 | 52.7 | 52.3 | 61.1 | 65 | 59.6 | 55 | 49.9 | 50.5 | 59.4 | 63.3 | 57.9 | 52.8 | 51.4 | 52.8 | 61.2 | 64.9 | 59 | 53.8 | 57.3 | 59.2 | 68.6 | 72.4 | 65.9 | 59.3 | 59 | 59.8 | 68.2 | 72.4 | 66.5 | 60.3 | 60 | 60.6 | 70 | 75.3 | 68.9 | 62.7 | 65.2 | 65.7 | 76.2 | 81.2 | 74.4 | 68.3 | 55.3 | 55.5 | 65.7 | 70.3 | 62.8 | 58.1 | 49.5 | 48.9 | 56.6 | 61.3 | 55.8 | 51.7 | 46.8 | 46.1 | 53 | 57.3 | 52.7 | 49
724930 | Oakland Metropolitan AP | California | 37.5 | 39.8 | Dry-Bulb (F) | 49.2 | 48.9 | 52.5 | 56.5 | 53.7 | 51.1 | 46.8 | 45.9 | 51.1 | 54.9 | 52.1 | 49.4 | 50.9 | 50.8 | 56.3 | 58.7 | 56.1 | 53 | 52 | 53.3 | 60.2 | 63.9 | 58.6 | 54 | 54.3 | 56.1 | 63.3 | 66.1 | 60.7 | 56 | 56.4 | 57.6 | 64.2 | 68.1 | 62.9 | 58.2 | 57.4 | 58.2 | 63.9 | 67.5 | 62.3 | 58 | 57.8 | 58.8 | 65.8 | 69.9 | 63.9 | 59.4 | 57.4 | 58.1 | 66.9 | 72.3 | 64.6 | 59.4 | 54.4 | 55.4 | 61.2 | 64 | 59.1 | 56.3 | 50 | 49.8 | 58.9 | 63 | 57.5 | 52.8 | 46.5 | 46 | 52.4 | 55.8 | 51.5 | 48.2
747187 | Palm Springs Thermal AP | California | 31.1 | 34.2 | Dry-Bulb (F) | 44.1 | 43 | 63.7 | 69.9 | 54.9 | 47.3 | 48.6 | 47.7 | 62.6 | 67.5 | 59.1 | 53 | 57.2 | 57.2 | 72.7 | 79 | 69.5 | 61 | 62.4 | 64.8 | 80.5 | 85.6 | 76.9 | 66.6 | 70.1 | 72.9 | 87.5 | 93.2 | 85.5 | 75.9 | 76.1 | 79.1 | 95.7 | 103.2 | 94.8 | 83.4 | 80.7 | 83.7 | 99 | 104.7 | 97.3 | 87.4 | 80.9 | 83 | 98.5 | 104.5 | 95.9 | 87 | 75.7 | 77.6 | 97.3 | 102.5 | 90 | 81.7 | 59.6 | 61.1 | 82.3 | 86.3 | 69.5 | 62.6 | 50.7 | 50.8 | 76.7 | 82.4 | 61 | 54 | 43.2 | 43.1 | 64.6 | 71.4 | 52.8 | 46.1
723965 | Paso Robles Municipal AP | California | 26.6 | 28.9 | Dry-Bulb (F) | 39.7 | 38.2 | 46.8 | 56.7 | 50.1 | 43.2 | 40.3 | 38.5 | 49.1 | 58.7 | 52.2 | 44.7 | 46.5 | 45.7 | 55.6 | 64.2 | 57.8 | 50.5 | 45.3 | 45.8 | 65.8 | 75.6 | 65.5 | 52.5 | 50.4 | 51.6 | 70.1 | 79.4 | 69.8 | 57.2 | 53.6 | 55.1 | 74.8 | 86.2 | 75 | 60.7 | 56.4 | 58.2 | 77.3 | 87.4 | 76.6 | 62.8 | 55.2 | 56.4 | 79.4 | 91 | 77.5 | 62.7 | 54.7 | 53.9 | 72.1 | 86.2 | 74 | 61.7 | 47.6 | 46.9 | 65.8 | 77.7 | 66.1 | 53.9 | 44.4 | 42.4 | 55.7 | 67.3 | 57.6 | 49.2 | 39 | 36.5 | 51 | 64.3 | 53.6 | 44.3
723910 | Point Mugu Nf | California | 39 | 41.3 | Dry-Bulb (F) | 49.4 | 48.3 | 59 | 60.3 | 53.9 | 50.5 | 48.5 | 48 | 60.5 | 62.2 | 56.1 | 50.8 | 49.9 | 49.8 | 58.6 | 59.8 | 55.6 | 52.3 | 51.1 | 51.9 | 59.7 | 60.5 | 55.5 | 52.4 | 54.3 | 56.9 | 65.7 | 66.4 | 60 | 55.9 | 56.8 | 59.5 | 65.6 | 66.6 | 61.8 | 58.4 | 58.4 | 61.3 | 69.5 | 70.9 | 64.9 | 59.9 | 59.7 | 60.3 | 67.7 | 68.7 | 63.3 | 60.3 | 60.9 | 61.6 | 69.4 | 70.6 | 65.4 | 62.8 | 58.4 | 58 | 65.3 | 66.1 | 61.3 | 58.8 | 52.2 | 51 | 62.2 | 63.5 | 57.1 | 53.5 | 51.1 | 50.4 | 61.1 | 63 | 55.3 | 51.9
725910 | Red Bluff Municipal AP | California | 29.9 | 32.3 | Dry-Bulb (F) | 41.9 | 41 | 45.6 | 51.2 | 46.9 | 43.1 | 43.5 | 42 | 48.7 | 54.2 | 49.8 | 44.9 | 43.7 | 42.6 | 51.8 | 57.9 | 53.5 | 46.9 | 49 | 49.4 | 60.6 | 66.6 | 62 | 53.6 | 57.9 | 59.1 | 72 | 79.1 | 75.8 | 64.8 | 67.9 | 68.1 | 81.8 | 89.9 | 86.3 | 74.7 | 71.3 | 71.9 | 87.7 | 96.7 | 92.4 | 78.9 | 67.4 | 67.6 | 83.9 | 92.7 | 87.2 | 73.9 | 65.5 | 65.2 | 81.3 | 91.1 | 83.4 | 70.6 | 54 | 53.6 | 68.2 | 75.9 | 67.1 | 57.6 | 46.9 | 45.8 | 56.6 | 63.9 | 55.1 | 49.1 | 43.9 | 42.4 | 48.7 | 54.6 | 48.9 | 45.5
725920 | Redding Municipal AP | California | 28.2 | 30.5 | Dry-Bulb (F) | 42.8 | 41.9 | 47 | 52.3 | 48.5 | 44.9 | 42.4 | 40.9 | 47.6 | 53.3 | 49 | 44.7 | 47.7 | 46.9 | 57.1 | 62.9 | 59.5 | 51.9 | 49.9 | 49.9 | 60.7 | 65.9 | 61.9 | 54.2 | 56.3 | 57.6 | 70.8 | 76.6 | 72.9 | 62.5 | 65.2 | 68 | 83.1 | 90.6 | 86.1 | 72.9 | 70.3 | 70.4 | 85.3 | 94.1 | 90.6 | 78.1 | 65.7 | 65.7 | 86.6 | 95.7 | 90.7 | 75.1 | 62.8 | 62.3 | 81.4 | 90.2 | 83.2 | 69.9 | 53.8 | 52.3 | 67.9 | 75.6 | 67.4 | 58.6 | 45.8 | 44.3 | 55.6 | 63.4 | 55.3 | 48.9 | 44.8 | 43.3 | 48.9 | 55.1 | 50.1 | 47
724830 | Sacramento | California | 31.1 | 33.7 | Dry-Bulb (F) | 43.2 | 41.7 | 48.3 | 54.5 | 50 | 45.7 | 45.2 | 43.8 | 52.1 | 59.6 | 54.3 | 48.3 | 47.3 | 45.8 | 56.2 | 62.7 | 58.3 | 51.3 | 49.5 | 50.3 | 61.9 | 68 | 62.2 | 53 | 53.4 | 56.6 | 71.7 | 79 | 71.2 | 58.6 | 58.4 | 61.5 | 76.3 | 84.8 | 76.2 | 62.7 | 62.3 | 64.9 | 79.3 | 89.6 | 81.7 | 67.8 | 59.6 | 60 | 77.7 | 90.9 | 81.9 | 65.1 | 58.4 | 58.2 | 75.3 | 86.7 | 76.5 | 63.5 | 53.6 | 52.9 | 67.1 | 75.9 | 67 | 57.3 | 45.8 | 44.4 | 53.4 | 59.5 | 53.5 | 48.3 | 41.7 | 40.3 | 47.2 | 52.6 | 47.4 | 43.6
724839 | Sacramento Metropolitan A | California | 31.3 | 33.8 | Dry-Bulb (F) | 40.7 | 39.2 | 45.3 | 54.6 | 50.7 | 44.2 | 43.1 | 41.6 | 48.7 | 54.3 | 50.5 | 46.1 | 48.7 | 48.2 | 60.1 | 67.7 | 62.4 | 53.8 | 51 | 51.7 | 66.6 | 74.1 | 67.8 | 56.8 | 54 | 55.5 | 69.9 | 78.2 | 72.3 | 58.9 | 61.4 | 63.1 | 78.1 | 88.3 | 82.2 | 67.2 | 62.8 | 63.4 | 78.8 | 91 | 84.4 | 68.1 | 61.8 | 61.2 | 78 | 90.2 | 83.1 | 67.2 | 59.3 | 59.3 | 75 | 84.3 | 76.9 | 64.8 | 52.6 | 51.9 | 64.7 | 72.6 | 65.1 | 56 | 45.7 | 44.5 | 55.9 | 63.7 | 56 | 49.5 | 41.2 | 39.7 | 46.9 | 54.5 | 49 | 43.9
724917 | Salinas Municipal AP | California | 33.8 | 36.2 | Dry-Bulb (F) | 44.7 | 43.3 | 52.2 | 62.3 | 54 | 46.7 | 49.1 | 48.6 | 55.4 | 60.9 | 56 | 51.3 | 47 | 46.3 | 53.4 | 56.8 | 52.9 | 48.8 | 47.6 | 48.1 | 60.4 | 62.1 | 56.2 | 50.8 | 51.6 | 52.8 | 63.2 | 64 | 58.9 | 54.3 | 55.3 | 56.6 | 66.1 | 67.2 | 61.5 | 57.3 | 55.5 | 56 | 65.3 | 66.4 | 61 | 57.2 | 56.9 | 57 | 68 | 69.2 | 62.4 | 58.2 | 57.7 | 57.3 | 68.7 | 70.5 | 64.5 | 60.4 | 51.5 | 51.1 | 63.5 | 65.9 | 59.4 | 54.5 | 47.7 | 46.1 | 55.5 | 61.9 | 55 | 49.7 | 44.9 | 43.6 | 53.4 | 62.5 | 53.9 | 47.1
722900 | San Diego | California | 44.8 | 46.9 | Dry-Bulb (F) | 52.9 | 52.2 | 60.7 | 63.1 | 59 | 55.4 | 55 | 54.1 | 63 | 64.6 | 60.2 | 57.4 | 56.2 | 55.8 | 62 | 64.4 | 61.3 | 58.6 | 58.6 | 59.2 | 67 | 67.8 | 63.8 | 61 | 60.2 | 60.9 | 65.8 | 66.7 | 63.1 | 61.2 | 64.5 | 65.4 | 69.6 | 70 | 67.4 | 65.5 | 66 | 66.7 | 72 | 73.2 | 69.4 | 66.6 | 69.1 | 69.4 | 74.1 | 76 | 72.3 | 70.2 | 67.6 | 68.5 | 74.4 | 75.2 | 71 | 68.8 | 62.3 | 62.2 | 69.2 | 70 | 65.6 | 63.6 | 57.3 | 56.6 | 66.9 | 69.4 | 64.8 | 60.1 | 52.4 | 51.5 | 61.1 | 64.5 | 60.2 | 55.9
722930 | San Diego Miramar Nas | California | 38.9 | 41.4 | Dry-Bulb (F) | 48.5 | 49.2 | 61 | 63.2 | 54 | 49.4 | 47.7 | 48.6 | 59.9 | 62.1 | 54.8 | 49.7 | 48 | 49.9 | 61.3 | 62.8 | 55.3 | 49.6 | 50.1 | 53.2 | 63.3 | 63.8 | 57.3 | 51.9 | 55.4 | 57.7 | 66 | 67.1 | 60.5 | 56.5 | 60 | 61.3 | 70.8 | 71.6 | 64.5 | 60.4 | 64.3 | 65.8 | 74.8 | 75.7 | 69.2 | 64.7 | 66 | 68.2 | 80.7 | 81.1 | 73.2 | 67.8 | 62.6 | 63.9 | 75.6 | 76.1 | 67.4 | 63.5 | 59.1 | 62 | 73.6 | 74.2 | 65.2 | 60.3 | 52.7 | 53.1 | 64.1 | 65.4 | 57.5 | 53.9 | 47.6 | 47.9 | 62.9 | 64.3 | 53.3 | 49.2
722906 | San Diego North Island Na | California | 44.5 | 46.1 | Dry-Bulb (F) | 51.8 | 49.8 | 58.2 | 61.8 | 57.4 | 53.6 | 54.8 | 54 | 60.2 | 61.6 | 58.3 | 56 | 54.2 | 53.7 | 60.6 | 62.2 | 58.6 | 56.2 | 55.7 | 56.4 | 62.7 | 64.2 | 60.4 | 57.6 | 58.7 | 59.4 | 63.5 | 64.7 | 61.5 | 59.7 | 61.9 | 62.4 | 66.4 | 67 | 63.9 | 62.4 | 65.6 | 66.1 | 70.5 | 71.4 | 68.1 | 66 | 66.2 | 66.7 | 70.9 | 71.4 | 67.9 | 66.2 | 64.6 | 64.8 | 69.9 | 70.9 | 66.7 | 65.3 | 63.4 | 63.2 | 68.5 | 69.4 | 65.9 | 64.4 | 55.4 | 55 | 63.2 | 64.6 | 60.5 | 57.5 | 52.3 | 51.1 | 59.3 | 62.3 | 58.6 | 54.8
724940 | San Francisco | California | 37.8 | 40 | Dry-Bulb (F) | 47.2 | 46.2 | 49.6 | 52.8 | 50.8 | 49.1 | 48.6 | 47.5 | 52.9 | 58.4 | 55 | 51.5 | 50.5 | 50.3 | 57.4 | 61.8 | 56.2 | 52.6 | 52.5 | 53.4 | 59.9 | 62.5 | 57.4 | 53.9 | 53.8 | 56.1 | 64.5 | 65.4 | 59.1 | 55.1 | 53.3 | 56.1 | 65 | 67.8 | 60.5 | 55 | 55.7 | 57.6 | 64.3 | 67.4 | 61.7 | 57.5 | 56.5 | 58.1 | 66.2 | 69.8 | 62.5 | 58.3 | 57.6 | 58.3 | 66.2 | 69.6 | 62.3 | 58.5 | 54.8 | 55 | 62 | 65.9 | 60.3 | 57.2 | 52.2 | 51.7 | 56.2 | 59.6 | 56.5 | 53.9 | 48.7 | 47.6 | 51.9 | 55.2 | 53.2 | 50.6
724945 | San Jose Intl AP | California | 35.7 | 37.8 | Dry-Bulb (F) | 44.1 | 43.1 | 50.3 | 56.4 | 51.3 | 47.4 | 44.8 | 44.3 | 52.2 | 56.7 | 52.3 | 48.7 | 51.9 | 52.2 | 60.2 | 64.2 | 60.6 | 55.9 | 50.2 | 50.7 | 60.1 | 64.7 | 58.7 | 53.1 | 54.9 | 56.2 | 66.9 | 71.4 | 63.7 | 57.4 | 58 | 59.3 | 70.3 | 74.4 | 67.4 | 60.4 | 57.8 | 59.1 | 69.7 | 75.7 | 68.1 | 61.1 | 60.2 | 61.2 | 72.6 | 79.1 | 70.7 | 62.5 | 58.1 | 58.3 | 68.6 | 75.4 | 67.1 | 60.8 | 56.8 | 56.6 | 67.4 | 73.4 | 65.3 | 59.7 | 49.4 | 48.7 | 56.2 | 61.6 | 56.3 | 52 | 46.3 | 45.1 | 52.4 | 57.9 | 53.5 | 49.5
722897 | San Luis Obispo | California | 33.9 | 36.4 | Dry-Bulb (F) | 44.5 | 43.8 | 56.7 | 62.2 | 52 | 46.4 | 44.9 | 44.1 | 56 | 60.1 | 53.3 | 48.9 | 50 | 51.2 | 62.8 | 64.5 | 58 | 53.1 | 48.5 | 50.6 | 66 | 67.2 | 57.2 | 51.6 | 51 | 54.9 | 67 | 67.5 | 58.5 | 52.2 | 53.4 | 57.4 | 70.5 | 71.2 | 61.2 | 55.5 | 55.8 | 57.6 | 68.5 | 71.7 | 62.8 | 57.6 | 54.9 | 55.9 | 69.6 | 73.3 | 62.3 | 56.6 | 55.7 | 57.1 | 75 | 76.8 | 65.2 | 58.3 | 55.3 | 55.8 | 65.1 | 67 | 59.8 | 55.9 | 47.8 | 47.4 | 60 | 63.4 | 55.4 | 50.6 | 44.9 | 44.6 | 59.4 | 66.1 | 54 | 47.2
723830 | Sandberg | California | 26.2 | 28.2 | Dry-Bulb (F) | 42.7 | 41.7 | 47 | 49.8 | 44.7 | 43.4 | 43.7 | 43.2 | 49.7 | 52.9 | 47.2 | 45.2 | 43.9 | 44.1 | 51 | 53.1 | 47.5 | 45.6 | 47.3 | 48.1 | 58.2 | 61.5 | 53.9 | 50.1 | 50.9 | 52.4 | 62.8 | 66.7 | 59.1 | 54.7 | 60.3 | 62.5 | 73.9 | 77.1 | 69.3 | 64.1 | 66.2 | 68.5 | 79.5 | 83.6 | 75.1 | 69.5 | 70.2 | 72.4 | 83.2 | 85.7 | 76.5 | 71.9 | 63.6 | 64.7 | 74.9 | 77.1 | 68.9 | 65 | 52.7 | 52.8 | 61 | 63.5 | 56.6 | 54.7 | 48.2 | 47.7 | 53.6 | 55.9 | 50.4 | 49.1 | 40.9 | 40.8 | 46.6 | 48.7 | 43.3 | 41.7
723925 | Santa Barbara Municipal A | California | 34.8 | 36.9 | Dry-Bulb (F) | 47.4 | 46.4 | 57.1 | 60.4 | 54.3 | 49.6 | 46.1 | 45.6 | 59.6 | 61.9 | 54.8 | 48.9 | 51.3 | 52.7 | 63.4 | 65.1 | 58.3 | 54.2 | 51.3 | 54.7 | 64.2 | 66.7 | 60.1 | 54.5 | 52.1 | 54.8 | 62.5 | 64.4 | 59.3 | 54.6 | 56.6 | 59.7 | 65.5 | 67.5 | 63.2 | 59.1 | 59.7 | 61.3 | 67.3 | 69.2 | 64.3 | 61.1 | 60.7 | 62.2 | 69.1 | 71.6 | 66 | 62.3 | 58.6 | 61 | 71.5 | 74.4 | 66.4 | 61.3 | 53.6 | 56 | 65.1 | 67 | 60.6 | 56 | 47.8 | 47.4 | 63.1 | 64.7 | 56.7 | 51.1 | 45.4 | 45.1 | 57.2 | 59.2 | 52 | 48.4
724920 | Stockton Metropolitan AP | California | 30.4 | 32.6 | Dry-Bulb (F) | 42.7 | 42.3 | 47 | 51.7 | 47.5 | 44.1 | 42.9 | 41.6 | 50.4 | 56.4 | 52.4 | 46.5 | 49.2 | 48.4 | 63.3 | 71 | 63.7 | 54.1 | 50.4 | 52 | 66.6 | 73.2 | 65.6 | 55.4 | 53 | 56.4 | 72.1 | 79.4 | 71 | 58.8 | 60.7 | 64.7 | 80.9 | 89.9 | 82.1 | 67.9 | 61.7 | 64.2 | 80 | 89.6 | 82 | 68 | 62 | 63.7 | 80.4 | 91.2 | 82.8 | 68.1 | 60.5 | 60.8 | 77 | 85.5 | 77.6 | 66.4 | 53.3 | 53.6 | 66.1 | 74 | 65.4 | 57.3 | 46.2 | 45.3 | 55.8 | 63.3 | 55.3 | 49.3 | 39.5 | 38.7 | 46.6 | 54.7 | 48.4 | 42.6
745160 | Travis Field AFB | California | 31.9 | 34.4 | Dry-Bulb (F) | 39.7 | 38.7 | 47.7 | 54.2 | 47.7 | 42.5 | 43.9 | 43.1 | 53.4 | 59.7 | 53.2 | 46.4 | 45.9 | 45.9 | 57.7 | 62.9 | 55.9 | 48.6 | 52.8 | 53.8 | 66.9 | 72.4 | 63.9 | 55.6 | 57.3 | 60.7 | 77.8 | 85.3 | 74.7 | 61.6 | 58.2 | 61.3 | 75.3 | 83.2 | 73.5 | 62.2 | 61.4 | 64.2 | 80.6 | 89.5 | 79 | 66 | 59.2 | 60.6 | 76.7 | 87.5 | 76 | 63.5 | 62.1 | 62.8 | 77.8 | 88.2 | 75.9 | 65.2 | 56.4 | 56.2 | 69.1 | 75.9 | 66.5 | 59.7 | 43.8 | 42.9 | 51.7 | 56 | 49.8 | 46 | 42.6 | 41.2 | 47.9 | 53.1 | 47.5 | 44.3
725905 | Ukiah Municipal AP | California | 29.7 | 31.7 | Dry-Bulb (F) | 40.5 | 39 | 44.9 | 53.7 | 48.7 | 43.5 | 44.2 | 42.8 | 50.6 | 58.7 | 53.2 | 47.4 | 42.1 | 41.4 | 52.8 | 60.7 | 54.8 | 46.9 | 47.6 | 47 | 60.5 | 69.8 | 62.2 | 52.2 | 48.5 | 50.6 | 67.2 | 74.8 | 66.5 | 54.5 | 54.9 | 56.5 | 73 | 82.2 | 74 | 62.1 | 58.6 | 59.7 | 78.1 | 89.7 | 80.9 | 66.4 | 58.6 | 58.8 | 77.7 | 89.9 | 79.5 | 65.8 | 56.3 | 55.5 | 72 | 84.3 | 75 | 62.6 | 49.2 | 46.5 | 61.3 | 73.7 | 63.3 | 53.4 | 44.8 | 43.3 | 53.7 | 62.3 | 53.9 | 47.4 | 40.3 | 38.5 | 46.2 | 55.1 | 48.2 | 43.2
723896 | Visalia Muni (AWOS) | California | 29.9 | 32.4 | Dry-Bulb (F) | 40.2 | 39 | 44.2 | 49.9 | 46 | 41.6 | 41.9 | 40.6 | 50.3 | 57.3 | 52.9 | 46.1 | 47.2 | 47 | 59.6 | 66.1 | 60.1 | 51.8 | 51.9 | 52.4 | 66.7 | 75.3 | 70 | 58.7 | 57.7 | 59 | 73.7 | 81.1 | 76.5 | 64.9 | 61.9 | 63.1 | 77.7 | 86.7 | 82.3 | 69.6 | 71.2 | 70.8 | 83.2 | 94 | 92.6 | 79.7 | 64.5 | 65.1 | 82.1 | 92.9 | 86.1 | 72.1 | 60.3 | 60.6 | 76.8 | 85.2 | 77.1 | 66.3 | 51.7 | 51.2 | 66.6 | 74 | 65.4 | 56.2 | 40.5 | 40.2 | 49.7 | 55.1 | 48.1 | 42.9 | 35 | 33.3 | 42.7 | 50.3 | 43.6 | 38
724698 | Akron Washington Co AP | Colorado | -3.6 | 3.4 | Dry-Bulb (F) | 20 | 19.4 | 29 | 35.1 | 26.2 | 22.2 | 23.4 | 22.4 | 28.9 | 34.1 | 28.7 | 25.1 | 35.2 | 35.8 | 49.7 | 56.6 | 48.2 | 40.6 | 40.1 | 41 | 53.1 | 57.8 | 52.4 | 43.3 | 47.5 | 50.6 | 62.4 | 67.8 | 61.4 | 52 | 57.5 | 61.2 | 73.5 | 78.7 | 71.1 | 61.9 | 65.8 | 69.7 | 83.8 | 88.4 | 79.8 | 69.8 | 61.4 | 62.8 | 76.7 | 81.4 | 73 | 64.7 | 53.9 | 53.9 | 66.1 | 71.2 | 64.1 | 56.7 | 42.4 | 41.2 | 53.4 | 59.9 | 50.6 | 44.4 | 34.9 | 35.2 | 46.2 | 50.8 | 40.7 | 37.7 | 27.9 | 25.8 | 35.8 | 42.6 | 32.8 | 28.9
724620 | Alamosa | Colorado | -16.8 | -11.2 | Dry-Bulb (F) | 3.3 | 0.3 | 17.5 | 29.3 | 17.2 | 6.8 | 12.6 | 10.8 | 27.7 | 39.1 | 31.6 | 18.9 | 27.1 | 25.9 | 38.4 | 45.2 | 38.7 | 31.4 | 30 | 31.9 | 51.9 | 58.4 | 50.4 | 37.6 | 38.3 | 42.3 | 59.6 | 64.8 | 56.8 | 44.6 | 47.1 | 51.8 | 70.5 | 76.9 | 69.2 | 55 | 52.6 | 54.7 | 69.9 | 76.9 | 69.7 | 60 | 49.2 | 52.4 | 69.6 | 75.6 | 67.5 | 55.7 | 43.3 | 43.8 | 64.7 | 71.4 | 59.8 | 49 | 31.3 | 30.5 | 52.3 | 62.4 | 51.3 | 38.2 | 18 | 15.4 | 33.7 | 42.4 | 29.7 | 21.3 | 10.4 | 7.8 | 23.6 | 34.3 | 20.6 | 12.5
724695 | Aurora Buckley Field Angb | Colorado | -1.1 | 5.7 | Dry-Bulb (F) | 28 | 28 | 37.6 | 43.6 | 34.2 | 29.7 | 25.6 | 25.5 | 36.2 | 40.5 | 33.1 | 28.5 | 34.8 | 34.3 | 45.3 | 48.9 | 43.6 | 37.3 | 36.6 | 37.4 | 46.7 | 51.2 | 46.1 | 39.7 | 46.8 | 50.6 | 63.3 | 67.1 | 60.5 | 52.2 | 60.5 | 64.6 | 78.4 | 84.3 | 77.7 | 66 | 62.7 | 66.3 | 80.5 | 84 | 76.7 | 67.1 | 61.8 | 62.5 | 77.4 | 82.8 | 75.6 | 66.6 | 56.1 | 58.3 | 73.1 | 77 | 68.6 | 59.1 | 38 | 38.2 | 50 | 54.6 | 47.2 | 40.8 | 31.7 | 32.2 | 42.6 | 47.1 | 37.8 | 33.5 | 25 | 25.1 | 35.4 | 40.2 | 29.8 | 25.7
724660 | Colorado Sprgs | Colorado | -1.1 | 5 | Dry-Bulb (F) | 22.3 | 22.1 | 33.3 | 37.5 | 27.8 | 23.2 | 26 | 26.6 | 37.3 | 40.7 | 33 | 26.9 | 32.8 | 34.6 | 44.8 | 49.8 | 44.3 | 36.7 | 39.2 | 41.4 | 54 | 58.7 | 52.6 | 43.8 | 48.1 | 51.1 | 62.5 | 67.9 | 62.8 | 53.1 | 55.8 | 60.5 | 73.9 | 77.5 | 71 | 61.9 | 62.1 | 65.7 | 77.9 | 80.7 | 74.4 | 66.5 | 58.5 | 61.5 | 73.7 | 76.6 | 70.5 | 62.7 | 51.5 | 53.9 | 67 | 71.2 | 63.4 | 55.2 | 41.5 | 43.9 | 57.1 | 61.5 | 51.6 | 43.9 | 32 | 31.8 | 45.3 | 48.7 | 37.9 | 32.6 | 27.7 | 27.9 | 37.8 | 41.8 | 31.9 | 28.1
725700 | Craig-Moffat (AMOS) | Colorado | -16.5 | -9.6 | Dry-Bulb (F) | 3.3 | 1.8 | 10.4 | 20.2 | 11.2 | 5.3 | 19.2 | 17.5 | 27 | 34.9 | 29.2 | 22 | 17.8 | 16.1 | 28 | 36.5 | 31.4 | 23.2 | 35.5 | 36.7 | 50.7 | 55.9 | 50.2 | 40.1 | 37 | 41.2 | 61.2 | 66.9 | 61.3 | 46.8 | 45.9 | 50.9 | 70.1 | 74.6 | 67.6 | 53.5 | 50.4 | 55.2 | 74.7 | 80.3 | 72.5 | 59.3 | 51.5 | 53.7 | 72.5 | 78.2 | 71.1 | 58.4 | 47 | 47.5 | 69.7 | 76.7 | 65.5 | 52.8 | 29.6 | 28.9 | 46.4 | 54.4 | 44 | 34.1 | 20.2 | 19.9 | 40.4 | 52.5 | 35.5 | 25 | 16 | 14.2 | 24 | 32.1 | 23.9 | 19.3
724666 | Denver/Centennial | Colorado | -1.5 | 4.2 | Dry-Bulb (F) | 29.2 | 28.1 | 39.3 | 42.9 | 34.3 | 30.5 | 24.5 | 25 | 33.6 | 38.1 | 31 | 25.8 | 30.5 | 29.7 | 42 | 47.9 | 41.6 | 34.5 | 40.8 | 41.9 | 50.7 | 54.9 | 50.7 | 43.7 | 45.8 | 48.8 | 61.1 | 65.3 | 60.9 | 51.6 | 56.8 | 59.4 | 72.3 | 76.6 | 69.3 | 61 | 59.9 | 63.6 | 77 | 79.3 | 72.2 | 64.6 | 62.6 | 64.6 | 77.3 | 80.4 | 73.2 | 66.3 | 55 | 56.4 | 68.2 | 72.7 | 65.3 | 58 | 40.9 | 41.9 | 55.3 | 60.5 | 50.6 | 43.9 | 30.9 | 31.6 | 41.4 | 45.7 | 37.5 | 32.7 | 28.8 | 30.2 | 40.4 | 44.8 | 36 | 30.8
724675 | Eagle | Colorado | -10.3 | -4.1 | Dry-Bulb (F) | 11 | 9.2 | 18.8 | 29.7 | 20.6 | 12.1 | 17.3 | 15.1 | 26.3 | 37.9 | 32 | 22.8 | 26.9 | 26.1 | 37.6 | 45.8 | 39.6 | 30.4 | 31.9 | 32.2 | 50.6 | 58.8 | 52.4 | 39.8 | 39.7 | 41.3 | 58.8 | 65.3 | 59.9 | 47.7 | 48.3 | 49.6 | 68.9 | 76.5 | 72.6 | 58.1 | 54.5 | 56.3 | 72.7 | 81.4 | 74.3 | 61.9 | 52.5 | 51.7 | 68.6 | 77.7 | 71.9 | 59.5 | 44.1 | 42.8 | 59.6 | 69.8 | 62.8 | 50.2 | 35.3 | 32.4 | 47.9 | 58.9 | 51.2 | 40.6 | 25 | 24.8 | 36.6 | 45.1 | 36.7 | 27.8 | 14.1 | 12.6 | 18.9 | 29.1 | 24.7 | 18.6
724769 | Fort Collins (AWOS) | Colorado | -0.5 | 5.2 | Dry-Bulb (F) | 20.7 | 19.4 | 24.2 | 30.2 | 26.5 | 22.4 | 25.7 | 23.2 | 33.5 | 41.8 | 34.8 | 29.2 | 29.2 | 28.1 | 43 | 50.9 | 44.5 | 35.6 | 37.1 | 37.2 | 47.5 | 53 | 48 | 41 | 48.2 | 49.4 | 60.8 | 67.3 | 62.9 | 54.1 | 52.2 | 54.5 | 66.5 | 71.6 | 67 | 58.1 | 61.9 | 63.9 | 79.2 | 84.8 | 78 | 68 | 59.4 | 59.5 | 73.8 | 81.9 | 75.8 | 65.4 | 50 | 49.9 | 64.6 | 71.9 | 64.5 | 54.8 | 36.8 | 35.7 | 47.1 | 53.3 | 46.7 | 40.1 | 29.6 | 29 | 36.1 | 41.9 | 36.1 | 31.4 | 23.9 | 22.6 | 30.1 | 35.1 | 28 | 24.9
724760 | Grand Junction | Colorado | 3.4 | 8.9 | Dry-Bulb (F) | 24.1 | 22.1 | 29.1 | 36.3 | 30.9 | 27.1 | 30.2 | 28.3 | 35.6 | 41.6 | 37.3 | 32.2 | 37.8 | 36.2 | 46.8 | 52.6 | 47.9 | 41.6 | 44.7 | 44.5 | 56.7 | 63.8 | 59.5 | 49.8 | 53.2 | 55.1 | 68.5 | 73.9 | 69.8 | 58.2 | 63.7 | 64.3 | 78.6 | 86.4 | 83.3 | 70.9 | 68.5 | 69.3 | 83.2 | 91.3 | 86.5 | 73.7 | 68 | 66.7 | 79.1 | 86.9 | 82.6 | 72.2 | 59.6 | 57.7 | 71.1 | 79.8 | 73.8 | 64.4 | 48 | 46.2 | 58.2 | 66.6 | 58.4 | 50.5 | 34.1 | 32.4 | 42.1 | 48.6 | 41 | 36.2 | 25.3 | 23.5 | 31.9 | 39.5 | 31.6 | 27.6
725715 | Hayden/Yampa (AWOS) | Colorado | -2.7 | 0.9 | Dry-Bulb (F) | 19.4 | 18.6 | 21.9 | 25.7 | 23.3 | 21 | 20.9 | 19 | 26.1 | 33.8 | 29.8 | 23.8 | 24.3 | 22.6 | 30.4 | 36.8 | 34 | 28.7 | 34.8 | 34.7 | 46.8 | 51.6 | 47.5 | 39.3 | 41.1 | 42.9 | 56.5 | 61.5 | 57.3 | 47.1 | 47.4 | 49.2 | 63.9 | 69.7 | 63.3 | 53.4 | 57.4 | 58.7 | 76.2 | 83 | 76.9 | 63.8 | 55.9 | 56.5 | 71.4 | 76.3 | 70.6 | 60.6 | 48.3 | 47.7 | 63 | 68.9 | 62.9 | 53.1 | 35 | 33.3 | 45.4 | 52.6 | 46.1 | 38.5 | 28.2 | 27.7 | 34.6 | 40.1 | 33.1 | 29.2 | 19 | 17.9 | 22.4 | 25.3 | 22.7 | 19.6
724635 | La Junta Municipal AP | Colorado | -1.5 | 6.1 | Dry-Bulb (F) | 26.3 | 24.4 | 37.3 | 48.1 | 37.9 | 30.4 | 28 | 26.7 | 36.4 | 44.6 | 37.9 | 31.3 | 35.8 | 35.8 | 48.2 | 55.1 | 48.3 | 39.6 | 43.9 | 44.5 | 57.3 | 62.7 | 57.3 | 48.8 | 51.8 | 53.9 | 67.3 | 72.6 | 65.6 | 56.8 | 61.6 | 64.4 | 79.5 | 87.4 | 79.2 | 68.1 | 68.7 | 70.7 | 86.2 | 93.2 | 85.5 | 75.3 | 66.3 | 67.3 | 83 | 89.8 | 82.1 | 72.1 | 55.1 | 55.7 | 72.1 | 79 | 69.4 | 60.1 | 44.6 | 43.7 | 60.3 | 69.2 | 59.2 | 49.9 | 35.3 | 33.8 | 50.5 | 59.2 | 47.8 | 39.6 | 22.6 | 22.5 | 27.7 | 31.6 | 26.9 | 24.1
724665 | Limon | Colorado | -5.4 | 1.7 | Dry-Bulb (F) | 19.9 | 19.5 | 36.5 | 43 | 27.7 | 21.4 | 27 | 28.4 | 44.5 | 50 | 37.4 | 29 | 27.2 | 28.5 | 44.2 | 48.9 | 40 | 31.4 | 33.3 | 35.6 | 48 | 52.5 | 45.8 | 37.1 | 46.9 | 50.7 | 62.6 | 67.5 | 61.7 | 51.9 | 54.7 | 58.7 | 72.6 | 77.3 | 69.2 | 58.8 | 58.6 | 62.8 | 76.3 | 78.8 | 70.9 | 61.7 | 56.5 | 61.1 | 78.2 | 83 | 72.5 | 60.7 | 50.1 | 54.2 | 72 | 75.7 | 64.5 | 54 | 38.7 | 40.2 | 55.1 | 59.8 | 48.1 | 41 | 25.1 | 25.9 | 42.8 | 48.4 | 33.4 | 26.6 | 17.4 | 18.2 | 34.5 | 39.6 | 23.8 | 20.5
724640 | Pueblo | Colorado | -0.9 | 5.7 | Dry-Bulb (F) | 21.6 | 20.4 | 33.7 | 42.4 | 31.7 | 25.6 | 25.5 | 24.6 | 36.9 | 45 | 37.1 | 29 | 34.3 | 33.5 | 49.9 | 60 | 52.3 | 41.2 | 44.7 | 46.1 | 60.6 | 66.1 | 60.1 | 50.8 | 48.3 | 51.6 | 65.3 | 72.4 | 65.8 | 54.4 | 59 | 62.6 | 79 | 85.8 | 78.8 | 66.2 | 64.3 | 66.9 | 82 | 88.8 | 81.7 | 71.3 | 61.9 | 63.9 | 80.6 | 87.1 | 78.7 | 68.3 | 56.4 | 57.4 | 73.6 | 82.4 | 75.2 | 62.9 | 40.7 | 40.7 | 60.5 | 69.8 | 58.6 | 47.1 | 30.9 | 30.9 | 45 | 52.5 | 41.4 | 33.7 | 24.1 | 23.6 | 37.4 | 46.1 | 35.1 | 27.2
724645 | Trinidad Las Animas Count | Colorado | 0.5 | 7.3 | Dry-Bulb (F) | 25 | 24.1 | 38.1 | 45.8 | 34.2 | 26.6 | 29.6 | 28.4 | 41.2 | 47 | 38.1 | 32.7 | 32.5 | 33.1 | 49.2 | 54.7 | 46.3 | 36.3 | 39.1 | 40.7 | 53.4 | 58.1 | 50.5 | 42.4 | 50.4 | 54.3 | 69.3 | 74.8 | 69 | 57 | 58 | 61.7 | 75.1 | 77.9 | 71.2 | 62.2 | 63.5 | 66.7 | 81.8 | 84 | 76.4 | 68 | 62.2 | 64.7 | 79.4 | 82.2 | 74.8 | 65.9 | 55.3 | 55.8 | 73 | 77.7 | 68 | 60 | 43.1 | 43.2 | 60.7 | 66.8 | 55 | 46.9 | 35.8 | 35.6 | 49.7 | 55.2 | 44.7 | 38.1 | 25.1 | 24 | 37.2 | 43.1 | 31.5 | 26.9
725040 | Bridgeport | Connecticut | 9.5 | 14 | Dry-Bulb (F) | 24.3 | 24.3 | 28.3 | 30.9 | 28.2 | 25.2 | 28.4 | 27.4 | 32.9 | 36 | 33.7 | 30.8 | 33.6 | 34 | 40.4 | 43.1 | 40.5 | 36.8 | 43.7 | 44.8 | 51.1 | 54.9 | 51.5 | 47 | 51.9 | 53.7 | 60.8 | 65.2 | 60.9 | 55.5 | 64.3 | 65.8 | 70.7 | 72.8 | 70.1 | 66.4 | 67.7 | 69.2 | 75.8 | 79 | 76.4 | 71.2 | 68.7 | 68.6 | 74.6 | 77.7 | 75.4 | 71.1 | 61.9 | 62 | 68.8 | 72.1 | 69.7 | 65.6 | 51.4 | 50.4 | 58.2 | 61.2 | 57.4 | 53.5 | 43.6 | 42.7 | 49.1 | 51.3 | 48.3 | 45.5 | 34 | 32.8 | 37.4 | 40.3 | 38 | 35.8
725080 | Hartford | Connecticut | 2.9 | 7.6 | Dry-Bulb (F) | 25.3 | 24.5 | 29.3 | 33 | 29.5 | 26.7 | 25.9 | 25.5 | 30 | 33.4 | 31.2 | 28.2 | 34.6 | 34.8 | 42.6 | 47.2 | 42.7 | 37.6 | 43 | 43.6 | 53.4 | 58.7 | 53.7 | 47.8 | 52.5 | 54.7 | 65.3 | 69.7 | 64 | 56.6 | 59.2 | 61.6 | 71.7 | 76.2 | 71.1 | 64 | 66.5 | 68.3 | 77.5 | 82.6 | 78.9 | 70.5 | 64 | 65.1 | 75.3 | 78.9 | 73.8 | 67.5 | 55.8 | 56.7 | 68.1 | 72.8 | 66.1 | 59.2 | 46.3 | 45.9 | 55.4 | 59.6 | 54.4 | 49.3 | 39.7 | 38.4 | 46.3 | 50.4 | 45 | 41.4 | 26.4 | 24.7 | 30.3 | 34.2 | 30.8 | 27.9
724088 | Dover AFB | Delaware | 13.8 | 18.2 | Dry-Bulb (F) | 31.4 | 30.6 | 34.9 | 37.6 | 34.2 | 32.5 | 32.1 | 31.6 | 37.3 | 40.2 | 36.1 | 33.6 | 34.7 | 34.6 | 41.9 | 46 | 41.4 | 37.2 | 46.1 | 46.8 | 56.5 | 60.3 | 56.4 | 49.5 | 53.7 | 55.3 | 64.6 | 67.7 | 64.1 | 57.8 | 65.8 | 68.9 | 77.7 | 80.7 | 75.8 | 68.9 | 71.6 | 73.4 | 80.7 | 82.9 | 78.8 | 73.3 | 66.7 | 68.3 | 77.1 | 78.2 | 73.4 | 68.4 | 61.2 | 62 | 71.4 | 74.3 | 68.5 | 63.1 | 51.9 | 52.3 | 63.2 | 66.3 | 59 | 53.8 | 37.5 | 37.6 | 45.7 | 48 | 42.1 | 39.3 | 35.5 | 34.5 | 41.4 | 45.5 | 40.2 | 37.4
724089 | Wilmington | Delaware | 10.6 | 15 | Dry-Bulb (F) | 25.1 | 24.6 | 29.5 | 33.2 | 29.7 | 26.6 | 32.1 | 30.5 | 36.8 | 42.5 | 39.5 | 35.1 | 39.2 | 38.4 | 47.8 | 53.2 | 48 | 42.4 | 47.3 | 47.9 | 56.3 | 61.2 | 57 | 50.8 | 56.5 | 57.6 | 66.9 | 70.9 | 67.2 | 61 | 65.4 | 67.4 | 76.6 | 79.8 | 75.9 | 69.4 | 69.7 | 71.1 | 79.8 | 83.5 | 80 | 73.4 | 68.9 | 70.2 | 78.8 | 81.9 | 77.7 | 71.9 | 59.8 | 60.1 | 69.8 | 73.7 | 68.7 | 62.7 | 49.4 | 48.9 | 58.6 | 62.6 | 56 | 51.2 | 41.1 | 40.2 | 48.7 | 52.6 | 46.5 | 42.5 | 30.1 | 29 | 34.6 | 39 | 34.5 | 32
722215 | Crestview Bob Sikes AP | Florida | 23.6 | 27.3 | Dry-Bulb (F) | 44.8 | 45 | 55.5 | 61 | 53.1 | 47.2 | 49.1 | 49.7 | 58.8 | 64.3 | 58.1 | 52.5 | 50 | 50 | 59.6 | 64.8 | 58 | 50.8 | 57.2 | 59.4 | 71 | 73.6 | 67.1 | 59.7 | 62.1 | 67.3 | 80.4 | 83 | 75.6 | 65.5 | 69.8 | 73.3 | 82.2 | 84 | 78 | 72.3 | 73.1 | 76.9 | 86.4 | 87.1 | 81.5 | 75.4 | 71.8 | 74.4 | 85.3 | 86.4 | 80.2 | 74.7 | 72.6 | 73.6 | 80.8 | 82.5 | 77.3 | 73.5 | 65.6 | 66.4 | 75.6 | 77.6 | 70.6 | 66.5 | 54.7 | 55.2 | 67.3 | 71.6 | 61.9 | 56.8 | 46 | 46.3 | 58.6 | 63.7 | 54.4 | 48.7
722056 | Daytona Beach | Florida | 34 | 37.8 | Dry-Bulb (F) | 50.6 | 50.2 | 60.1 | 65 | 58.5 | 53.1 | 55.1 | 54.1 | 63.4 | 68.5 | 63.8 | 58.2 | 59.8 | 58.8 | 70.6 | 73.7 | 68.4 | 62.9 | 62.4 | 62.9 | 74.5 | 77.2 | 72.5 | 66.7 | 69.7 | 71.4 | 79.1 | 80.3 | 76.5 | 72.4 | 73.4 | 75.4 | 85.9 | 85.2 | 80.5 | 76.1 | 74 | 75.7 | 85.9 | 86 | 80.7 | 76.7 | 74.4 | 75.7 | 87.1 | 86.6 | 81.5 | 77 | 73.3 | 73.9 | 84.6 | 84.2 | 79 | 75.5 | 66.6 | 66.3 | 77.8 | 80 | 73.5 | 68.9 | 61.7 | 60.7 | 70.8 | 73.4 | 68.6 | 64.4 | 55.4 | 54.2 | 62.8 | 66.5 | 60.9 | 56.9
722025 | Fort Lauderdale Hollywood | Florida | 46.6 | 51.1 | Dry-Bulb (F) | 65.5 | 64.2 | 71.6 | 74.3 | 70.4 | 67.4 | 65.8 | 64.6 | 71.6 | 74.4 | 70.9 | 68 | 67.9 | 67.5 | 73.6 | 76.4 | 73.7 | 70.3 | 74.3 | 74.6 | 80.9 | 81.7 | 77.7 | 75.6 | 76.6 | 77.5 | 83.1 | 82.8 | 79.7 | 77.7 | 79.8 | 80.6 | 86.1 | 85.2 | 82.5 | 80.9 | 82 | 82.8 | 87.9 | 87.8 | 85 | 82.7 | 79.8 | 80.4 | 86.4 | 86.2 | 82.4 | 81 | 78.2 | 78.3 | 83.6 | 83.5 | 81.2 | 79.3 | 77 | 77.1 | 81.7 | 82 | 79.1 | 77.7 | 70.5 | 69.9 | 77.1 | 79.2 | 75.7 | 72.7 | 63.9 | 62.9 | 70.4 | 73.8 | 69.6 | 66.2
722106 | Fort Myers Page Field | Florida | 42.4 | 46.5 | Dry-Bulb (F) | 59.8 | 58.2 | 68.8 | 75.7 | 69.2 | 62.6 | 61 | 60.5 | 68.2 | 73.3 | 69 | 63.7 | 64.3 | 62.9 | 74.4 | 79.3 | 73.5 | 67.4 | 66.8 | 66.2 | 76.9 | 81 | 76.2 | 70.8 | 72.6 | 72.6 | 84.5 | 88.6 | 83.1 | 76.6 | 75.8 | 76.9 | 87.6 | 90 | 82.3 | 77.6 | 75.9 | 77.5 | 86.6 | 86.4 | 82.2 | 77.8 | 76.1 | 77 | 86.9 | 88.2 | 82.5 | 78.1 | 75.6 | 75.7 | 83.4 | 85.1 | 80.6 | 77.6 | 72.4 | 72.1 | 81.7 | 85.3 | 79.6 | 74.9 | 69 | 68.2 | 77.8 | 82.3 | 76.7 | 71.7 | 60.6 | 59.1 | 69.5 | 76.7 | 70.2 | 63.9
722108 | Ft Myers/Sw Florida | Florida | 40.6 | 45.2 | Dry-Bulb (F) | 58 | 57.1 | 65.2 | 71.8 | 66.6 | 60.9 | 62.1 | 61.3 | 71.2 | 77.5 | 71.7 | 65.2 | 61.6 | 60.7 | 72.9 | 78.2 | 72.1 | 64.6 | 66.1 | 66.1 | 77.9 | 81.5 | 76.2 | 69.5 | 66 | 67.5 | 81.7 | 84.4 | 77.8 | 70.1 | 73.7 | 74.8 | 84.1 | 85 | 80.1 | 75.9 | 75.2 | 76.8 | 85.6 | 85.3 | 80.5 | 76.9 | 75.5 | 76.3 | 85.7 | 86.3 | 81.1 | 77.5 | 75.5 | 76 | 85.5 | 87.9 | 82.7 | 77.8 | 67.5 | 67.3 | 79.1 | 83.2 | 76.7 | 70.7 | 61.2 | 60.3 | 71.9 | 77.6 | 70.5 | 64.2 | 58.3 | 57.8 | 65.9 | 71.1 | 65.9 | 61.1
722146 | Gainesville Regional AP | Florida | 29.6 | 33.3 | Dry-Bulb (F) | 47.6 | 45.9 | 53.8 | 61.5 | 56.3 | 50.1 | 52.2 | 50.8 | 61.1 | 68.1 | 63.4 | 55.8 | 56.9 | 56.7 | 65.5 | 72 | 68.1 | 60 | 60 | 60.7 | 73.3 | 78.7 | 73.5 | 64 | 67.9 | 68.7 | 80.9 | 85.6 | 80.9 | 72.6 | 71.5 | 72.5 | 82.1 | 84.5 | 79.8 | 74.2 | 73.9 | 74.9 | 85 | 86.1 | 81.7 | 76.5 | 75.5 | 76 | 84.8 | 87.4 | 82.8 | 77.5 | 70.8 | 70.9 | 80.5 | 84.8 | 78.9 | 73.3 | 64.3 | 64.5 | 75.1 | 79.2 | 72.4 | 66.6 | 54.4 | 53.5 | 63.5 | 69.9 | 62.9 | 56.8 | 47.6 | 46 | 57.1 | 63.6 | 56.6 | 50.6
722026 | Homestead AFB | Florida | 46.9 | 51.1 | Dry-Bulb (F) | 54.7 | 53.3 | 64.9 | 70.2 | 63.4 | 58.3 | 57.9 | 56.6 | 69.7 | 73.7 | 68.2 | 61.8 | 69.7 | 69.7 | 77.6 | 79.7 | 75.4 | 71.3 | 66.9 | 67.3 | 76.4 | 78 | 73.3 | 68.9 | 78 | 78.8 | 83.8 | 83.8 | 80.7 | 79 | 77.9 | 79.4 | 85.6 | 84.4 | 81.9 | 79.1 | 79.8 | 80.9 | 87.1 | 87.5 | 84.3 | 80.9 | 78.6 | 79.6 | 86.2 | 86.9 | 82.6 | 79.9 | 78.4 | 79 | 84.3 | 84.4 | 82 | 79.4 | 75 | 74.8 | 83.1 | 83.4 | 79.4 | 76.8 | 69.1 | 68.7 | 76.6 | 78.4 | 73.9 | 70.7 | 63.9 | 62.8 | 73.1 | 75.4 | 68.7 | 65.8
722060 | Jacksonville | Florida | 28.6 | 31.8 | Dry-Bulb (F) | 46.5 | 45.1 | 53.5 | 59.8 | 53.9 | 47.9 | 50.1 | 49.5 | 59 | 65.6 | 59.1 | 53.1 | 56.6 | 56.1 | 67 | 72 | 65.5 | 58.6 | 58.9 | 59.3 | 74.3 | 79.4 | 72.3 | 62.6 | 64.8 | 66.1 | 78.9 | 83 | 77.4 | 69 | 72.4 | 73.6 | 84.1 | 85.9 | 80.7 | 75.3 | 73.4 | 75.1 | 87.1 | 90 | 82.7 | 76.1 | 74.3 | 74.5 | 84.5 | 86.1 | 80.4 | 76.2 | 72 | 71.6 | 82.6 | 85.2 | 79.7 | 74.1 | 61 | 60.6 | 72.4 | 76.5 | 68.7 | 63 | 58.5 | 56.7 | 67.2 | 73.5 | 65.5 | 60.4 | 48.9 | 48.6 | 59.2 | 65.9 | 57.4 | 51.3
722065 | Jacksonville Nas | Florida | 31.7 | 35.9 | Dry-Bulb (F) | 52.6 | 51.1 | 56.3 | 63.6 | 61.1 | 55.9 | 53.9 | 52.8 | 58.5 | 64.8 | 62.1 | 56.2 | 61.7 | 60.1 | 67.7 | 74.7 | 70.5 | 64.9 | 64.5 | 63.9 | 76.1 | 81 | 74.9 | 68.2 | 71.7 | 70.9 | 78.1 | 81.9 | 78.2 | 74 | 76.9 | 77.1 | 84.6 | 87.7 | 82.5 | 78.4 | 76.9 | 76.9 | 84.9 | 88.5 | 82.8 | 79 | 77.1 | 76.9 | 83.2 | 85.7 | 82.1 | 79.1 | 73.9 | 73.1 | 78.4 | 81.6 | 77.6 | 75.2 | 66.5 | 65.2 | 72.1 | 76.5 | 72.8 | 69.1 | 57.7 | 56.2 | 62.7 | 68.6 | 64.7 | 60 | 51.3 | 49.6 | 55.7 | 62.4 | 59.3 | 54.7
722068 | Jacksonville/Craig | Florida | 30.9 | 34.8 | Dry-Bulb (F) | 52.3 | 50.8 | 58 | 64 | 58.8 | 54.6 | 54.5 | 53.8 | 61.4 | 66.1 | 60.6 | 56.3 | 57.7 | 57.1 | 65.3 | 70.4 | 65.4 | 59.7 | 60.5 | 59.8 | 70 | 73.4 | 69.9 | 64 | 69.4 | 70.7 | 81 | 85 | 79.6 | 72.5 | 73.7 | 74.7 | 82.6 | 84.4 | 79.9 | 76 | 77 | 78.1 | 86.6 | 89.1 | 84.4 | 78.8 | 73.1 | 74.2 | 83.5 | 84.1 | 79.2 | 74.6 | 71.5 | 71.3 | 78.5 | 79.6 | 75.6 | 72.7 | 65.9 | 65.6 | 73.8 | 76.1 | 71.2 | 67.7 | 62.6 | 62.3 | 69.7 | 71.1 | 66.6 | 63.3 | 51.7 | 50.5 | 59.5 | 64.4 | 58.2 | 54.1
722010 | Key West | Florida | 54.6 | 57.7 | Dry-Bulb (F) | 65.8 | 65.6 | 68.6 | 70.5 | 68.1 | 66.5 | 69.5 | 68.6 | 72.8 | 75.1 | 71.9 | 70.2 | 71.9 | 71.6 | 76.5 | 78.1 | 74.7 | 72.7 | 74.3 | 74.7 | 79.1 | 80.7 | 77.4 | 75.1 | 77.2 | 78.1 | 82.7 | 84 | 80.8 | 78.6 | 81 | 81.8 | 85.7 | 86.6 | 83.6 | 81.6 | 82.4 | 83 | 87 | 88 | 85.7 | 83.6 | 82 | 83 | 87.2 | 88.1 | 85.4 | 83.3 | 81.3 | 81.8 | 85.9 | 86.7 | 83.6 | 81.7 | 78 | 78.1 | 83.1 | 83.8 | 80.4 | 78.7 | 75.2 | 75 | 78.4 | 80.4 | 77.7 | 76.1 | 69.6 | 69.6 | 73.3 | 74.4 | 71.6 | 70.3
722015 | Key West Nas | Florida | 55.1 | 58.1 | Dry-Bulb (F) | 65.6 | 65.1 | 69.6 | 71.2 | 67.7 | 66.1 | 68.5 | 68.2 | 72.7 | 74.1 | 70.5 | 69 | 71.1 | 71.3 | 76.9 | 77.9 | 74.4 | 71.9 | 73.2 | 73.8 | 79.7 | 80.6 | 76 | 73.6 | 79.1 | 79.8 | 85.1 | 86 | 82.3 | 80.1 | 80.5 | 81.7 | 85.7 | 86.7 | 84.2 | 81.3 | 81 | 82 | 86.5 | 87.2 | 84.3 | 82 | 82 | 82.7 | 87.1 | 87.5 | 85 | 82.9 | 80.8 | 81.1 | 85.6 | 86.3 | 82.9 | 81.6 | 79.1 | 79.2 | 83.9 | 84.5 | 80.9 | 79.8 | 73.7 | 73.4 | 77.4 | 78.2 | 75 | 73.7 | 68.5 | 68.1 | 72.6 | 74.3 | 70.2 | 68.7
747880 | Macdill AFB | Florida | 40.8 | 44.7 | Dry-Bulb (F) | 51.4 | 49.8 | 59.7 | 65.6 | 58.5 | 53.6 | 55.3 | 54 | 61.9 | 68 | 62.4 | 57.6 | 57.8 | 56.9 | 66.2 | 70.4 | 65 | 60 | 65.2 | 65.1 | 73.6 | 78.2 | 72 | 67.2 | 75.7 | 76.6 | 84.2 | 86.9 | 81.6 | 77.4 | 76.6 | 77.8 | 85.6 | 87.9 | 83.8 | 78.5 | 78.3 | 79.2 | 86.2 | 86.5 | 83.6 | 79.9 | 77 | 77.5 | 84.9 | 87.5 | 82.8 | 78.6 | 76 | 76.5 | 82.6 | 84 | 79.4 | 76.7 | 70.8 | 70.6 | 78.7 | 83 | 77.4 | 73.2 | 61.6 | 60.1 | 68.8 | 74.2 | 67.8 | 63.7 | 55.6 | 55 | 62.6 | 68.6 | 61.9 | 57.8
722066 | Mayport Ns | Florida | 34.4 | 38.6 | Dry-Bulb (F) | 51.2 | 49.6 | 56.7 | 61.7 | 57.2 | 53.4 | 54.6 | 52.8 | 58.9 | 62.4 | 58.8 | 56.2 | 61.3 | 61.7 | 66.6 | 67.7 | 64.6 | 62 | 63 | 62.8 | 72.3 | 74.7 | 70.2 | 66.4 | 72.3 | 72.6 | 80.6 | 82.8 | 78.7 | 75 | 75.3 | 76.5 | 82 | 82.4 | 79 | 76.4 | 76.1 | 77.5 | 85.4 | 86.8 | 81.9 | 77.9 | 77.1 | 77.4 | 83.5 | 84.8 | 81.3 | 78.6 | 75.4 | 75.4 | 82.6 | 84.7 | 80.5 | 77.3 | 68.2 | 67.4 | 74 | 76 | 71.8 | 69.7 | 62.6 | 62.1 | 68.4 | 70.8 | 66.9 | 63.9 | 51.9 | 51.2 | 56.6 | 60.2 | 56.8 | 53.9
722040 | Melbourne Regional AP | Florida | 38.5 | 43.2 | Dry-Bulb (F) | 61.1 | 59.2 | 68.8 | 72.8 | 67.8 | 63.9 | 58.4 | 56.1 | 66.7 | 70.9 | 66.2 | 61.8 | 64.5 | 64.2 | 72.6 | 75.5 | 70.6 | 66.9 | 68.5 | 68.6 | 77.6 | 79.1 | 75.5 | 72.2 | 71.5 | 72 | 81.3 | 81.8 | 77.6 | 74.4 | 74.6 | 75.7 | 82.6 | 81.4 | 78.5 | 75.7 | 75.4 | 76.2 | 85.2 | 85.6 | 80.9 | 77.2 | 75.9 | 76.8 | 85.1 | 85.7 | 81.5 | 77.9 | 76 | 76 | 84.7 | 85.4 | 80.7 | 78 | 71.7 | 71.8 | 78.3 | 78.9 | 75.2 | 73.4 | 62.8 | 61.8 | 71.9 | 74.3 | 69 | 64.3 | 59.1 | 58.3 | 66.7 | 70.6 | 65.3 | 61.3
722020 | Miami | Florida | 46.3 | 50.5 | Dry-Bulb (F) | 63.2 | 61.7 | 69.4 | 72.8 | 68.8 | 65.8 | 65 | 63.9 | 72.1 | 76.5 | 72.1 | 67.8 | 67.3 | 66.7 | 72.5 | 75.6 | 73.1 | 69.8 | 71.5 | 71.9 | 78.6 | 80.2 | 76.6 | 73.6 | 75.8 | 76.8 | 83.1 | 83.8 | 80.2 | 77.6 | 79.3 | 78.9 | 83.9 | 84.8 | 82.9 | 81.1 | 78.2 | 79.7 | 87 | 87.5 | 83.3 | 80.1 | 79.4 | 80 | 85.3 | 85.9 | 82.8 | 80.8 | 78 | 77.7 | 84.4 | 85.9 | 83 | 79.9 | 75.9 | 76.3 | 83.1 | 83.5 | 80 | 77.8 | 71.1 | 69.6 | 76.2 | 79.4 | 76.9 | 73.5 | 64.9 | 64.6 | 70.6 | 74.1 | 70.2 | 66.9
722029 | Miami/Kendall-Tamia | Florida | 45.3 | 49.3 | Dry-Bulb (F) | 61.4 | 59.8 | 68.7 | 72.9 | 67.4 | 63.2 | 63.5 | 62.9 | 71.2 | 74.9 | 70.7 | 66.3 | 62.9 | 63 | 71.7 | 75.3 | 71 | 65.2 | 69.9 | 70.6 | 78.7 | 81.5 | 76.3 | 71.2 | 70.8 | 73.2 | 83.5 | 85.3 | 79.4 | 74.1 | 74.2 | 76.1 | 83.7 | 81.8 | 78.8 | 75.9 | 75.3 | 77.2 | 86.3 | 86.6 | 81.6 | 77.9 | 75.9 | 77.8 | 86.7 | 86.4 | 81.3 | 77.6 | 74.6 | 75.6 | 83.7 | 82.8 | 79.4 | 76 | 70.8 | 71 | 79.9 | 82 | 76.6 | 72.4 | 66.8 | 66.6 | 76.3 | 78.4 | 72 | 68 | 59.3 | 59.3 | 68.9 | 73.1 | 66.5 | 61.7
747946 | Nasa Shuttle Fclty | Florida | 37.7 | 42 | Dry-Bulb (F) | 48.1 | 46.9 | 57.4 | 62.2 | 55.2 | 49.2 | 55.3 | 54.2 | 63.3 | 68.4 | 62.4 | 57.5 | 61.2 | 60.6 | 69.1 | 71.9 | 67.5 | 63.2 | 64.5 | 65.1 | 73.9 | 76.2 | 71.3 | 66.5 | 69.4 | 71.1 | 80.7 | 81.5 | 76.8 | 72.4 | 75.6 | 77 | 82.3 | 82.3 | 79 | 76.6 | 77.8 | 79.3 | 86.7 | 87.5 | 83.4 | 79.5 | 73.8 | 75 | 83.6 | 85.1 | 80.9 | 76.5 | 75.9 | 76.4 | 83 | 83.8 | 80.5 | 77.7 | 69.6 | 69.8 | 77.8 | 78.6 | 72.8 | 70.1 | 67.3 | 67 | 75.7 | 76.5 | 70.8 | 67.8 | 61 | 60.1 | 66.6 | 70.1 | 64.4 | 61.8
722053 | Orlando Executive AP | Florida | 39.1 | 43.7 | Dry-Bulb (F) | 49.9 | 47.9 | 57.3 | 65.6 | 61.3 | 54.2 | 57.5 | 56.5 | 64.3 | 70.5 | 66 | 60.4 | 62.6 | 62.1 | 72 | 77.2 | 71.9 | 64.8 | 66.7 | 66.6 | 76.8 | 81.8 | 76.9 | 70 | 70.8 | 71.8 | 82.1 | 86 | 80.5 | 73.8 | 74.8 | 76 | 83.9 | 86.5 | 81.3 | 76.7 | 76.9 | 77.6 | 86 | 88.6 | 82.7 | 78.5 | 75.6 | 76.3 | 84.9 | 86.1 | 81.1 | 77.5 | 75.2 | 75.7 | 84.5 | 87.4 | 81.8 | 77 | 73.4 | 73.1 | 80.8 | 83.8 | 78.1 | 74.5 | 61.2 | 59.7 | 68.6 | 74.2 | 68.4 | 63.4 | 54.6 | 53.8 | 60.9 | 66.9 | 62.3 | 57.2
722050 | Orlando Intl AP | Florida | 37.4 | 41.7 | Dry-Bulb (F) | 53.5 | 52.3 | 59.7 | 66.1 | 62 | 55.6 | 57.4 | 56.7 | 66.3 | 71.9 | 67.3 | 60.8 | 59.7 | 59.4 | 69.2 | 74.3 | 70 | 63 | 63.7 | 64.4 | 75.5 | 80.1 | 74.3 | 66.8 | 69.2 | 70.5 | 81.4 | 84.9 | 79.1 | 72.3 | 73.9 | 75.9 | 85.2 | 85.6 | 81.2 | 76.2 | 75.7 | 77 | 85.9 | 86.4 | 80.2 | 77.1 | 75.1 | 76.1 | 84.2 | 84 | 79.3 | 76.4 | 73.9 | 74.4 | 83.3 | 85.7 | 80.9 | 76 | 69.3 | 69.2 | 77.4 | 79.9 | 74.7 | 71 | 62.9 | 62.4 | 72.6 | 76.3 | 69.7 | 65.1 | 55.7 | 54.6 | 64.5 | 70.9 | 64.6 | 58.4
722057 | Orlando Sanford Airport | Florida | 37 | 41 | Dry-Bulb (F) | 56.6 | 55.6 | 64.9 | 72 | 64.9 | 58.9 | 56.6 | 55.6 | 63 | 68.7 | 63.7 | 58.4 | 54.5 | 54.1 | 64.8 | 69.5 | 63.9 | 57.7 | 62.5 | 62.3 | 74.7 | 79.9 | 73.6 | 66.1 | 68.5 | 70 | 81.5 | 83.5 | 77.7 | 71.4 | 73.6 | 75 | 85.9 | 86.9 | 82.3 | 76.2 | 79.3 | 80.1 | 88.2 | 90.8 | 85 | 80.4 | 76.3 | 76.7 | 84.3 | 85.3 | 81.6 | 77.6 | 73 | 74.1 | 83.2 | 84.2 | 77.9 | 74.2 | 70 | 69.8 | 78.3 | 80.4 | 75 | 71.6 | 60 | 60 | 68.7 | 72.3 | 66.2 | 61.7 | 55.5 | 55.2 | 63.6 | 70 | 62.8 | 57.3
722225 | Pensacola Forest Sherman | Florida | 28.1 | 32.1 | Dry-Bulb (F) | 45.9 | 46.3 | 53.3 | 57.7 | 51.9 | 47.4 | 48.9 | 48.1 | 52.4 | 55.5 | 52.5 | 49.8 | 56.1 | 57.1 | 67.7 | 69.6 | 64 | 58.4 | 65 | 65.7 | 73.6 | 75.1 | 70.3 | 66.2 | 71 | 74 | 81 | 82.2 | 77.1 | 73.5 | 75.2 | 78.4 | 85.4 | 86.1 | 81.6 | 77.3 | 76.3 | 78.6 | 85.5 | 85.6 | 81.6 | 78.1 | 75.6 | 77.5 | 84.7 | 84.3 | 80.5 | 76.9 | 73.1 | 74.9 | 84.9 | 86.3 | 80.7 | 76.1 | 62.2 | 63.6 | 73.4 | 76 | 68.1 | 64 | 52.3 | 53.2 | 67.2 | 70.6 | 59.2 | 53.9 | 48.6 | 48.8 | 58.9 | 61.9 | 55 | 50.7
722223 | Pensacola Regional AP | Florida | 29 | 32.9 | Dry-Bulb (F) | 49.5 | 48 | 54.9 | 59.8 | 54.4 | 51.1 | 53.5 | 52.9 | 59.2 | 62.8 | 58.6 | 55.6 | 56.1 | 56.4 | 65.7 | 69.3 | 63 | 58.3 | 62.8 | 64.2 | 73 | 75.2 | 69.9 | 65.3 | 72.7 | 74.5 | 80.5 | 81.3 | 76.6 | 73.6 | 73.9 | 77 | 84.4 | 85.7 | 80.9 | 76.3 | 76.6 | 78.3 | 85.1 | 85.7 | 82.2 | 78.7 | 76.1 | 77.1 | 84.9 | 85.3 | 80.9 | 77.7 | 71.2 | 71.7 | 81.9 | 84.9 | 78.7 | 73.3 | 64.8 | 65.3 | 75.7 | 78.3 | 70.9 | 66.8 | 59.9 | 59.5 | 68.4 | 72 | 64.2 | 60.7 | 51.5 | 50.7 | 59.2 | 63.5 | 57 | 54.3
722116 | Saint Petersburg | Florida | 42.6 | 46 | Dry-Bulb (F) | 50.3 | 48.6 | 56.4 | 62 | 56 | 51.8 | 55.7 | 54.8 | 62.1 | 67.7 | 63.1 | 58.3 | 58.7 | 57.7 | 65.5 | 70.3 | 65.4 | 60.4 | 66.4 | 66.6 | 75.4 | 79.1 | 73.8 | 68.8 | 73.6 | 75.2 | 82.3 | 85.4 | 80.6 | 75.7 | 76.6 | 77.7 | 83.9 | 86.3 | 82.2 | 78.1 | 79.4 | 80.6 | 86.2 | 88.2 | 84.5 | 80.9 | 78 | 78.6 | 84.7 | 86.2 | 83.6 | 79.4 | 77.5 | 77.5 | 83.9 | 87.1 | 82.4 | 79 | 73.7 | 72.9 | 79.5 | 83 | 78.5 | 75.5 | 66.4 | 65.5 | 72.5 | 76.6 | 71 | 68 | 59.1 | 58.4 | 64.6 | 70.4 | 65.3 | 61.6
722115 | Sarasota-Bradenton | Florida | 39.1 | 43.6 | Dry-Bulb (F) | 50.2 | 48.4 | 57.8 | 62.9 | 57.2 | 52 | 55.7 | 54 | 65.8 | 70.7 | 64.9 | 59.3 | 63.7 | 62.4 | 73.3 | 77.1 | 72.1 | 67.2 | 63.2 | 63.5 | 73.6 | 76.2 | 71.8 | 66.2 | 70.4 | 71 | 82.1 | 84.1 | 79.9 | 74.9 | 73.7 | 74.6 | 83.1 | 84.3 | 80.8 | 76.1 | 76.7 | 77.7 | 84.6 | 85.6 | 81.3 | 78.5 | 75.4 | 76.1 | 84.8 | 86.6 | 82 | 77.5 | 75.1 | 75.4 | 83.1 | 85.1 | 80.4 | 77 | 72.4 | 72.1 | 82 | 85.8 | 81 | 75.2 | 63.5 | 62.6 | 73.4 | 78.3 | 72.7 | 67.2 | 61.4 | 60.9 | 66.5 | 69.7 | 66.7 | 63.9
722140 | Tallahassee | Florida | 24.9 | 28.3 | Dry-Bulb (F) | 44.4 | 44.1 | 53.1 | 60.3 | 54.6 | 46.1 | 47.8 | 46 | 56.6 | 64.7 | 60.3 | 52.6 | 55.6 | 54.4 | 65.8 | 72.5 | 67.6 | 58.4 | 56.1 | 57.4 | 72 | 79.4 | 75 | 61.4 | 64.6 | 64.8 | 76.9 | 81.6 | 78 | 69.9 | 72.1 | 72.5 | 83.4 | 86.7 | 81.8 | 74.9 | 75 | 75.4 | 85.1 | 88.1 | 84 | 77.8 | 73.7 | 74.1 | 84.2 | 88.1 | 82.8 | 76.9 | 68.9 | 69 | 81 | 85 | 79.3 | 71.5 | 59.1 | 58.5 | 70.2 | 76.6 | 72 | 62.5 | 55.1 | 55 | 65.5 | 73 | 64.5 | 56.5 | 44.7 | 43.4 | 54.2 | 62.4 | 54.5 | 46.9
722110 | Tampa | Florida | 36.6 | 40.6 | Dry-Bulb (F) | 54.4 | 53.3 | 60.7 | 66.1 | 61.8 | 57.2 | 56.3 | 54.4 | 63.9 | 69.4 | 64 | 58.9 | 63.5 | 63.2 | 70.9 | 74.7 | 69.7 | 65.1 | 65.7 | 64.8 | 76.3 | 81.5 | 76.4 | 69.1 | 70.8 | 72.4 | 82.7 | 86.1 | 80.3 | 73.6 | 75.2 | 76.3 | 85.4 | 86.5 | 82.4 | 77.6 | 77.9 | 79 | 86.1 | 88 | 82.9 | 79.3 | 76.2 | 77 | 86.1 | 88 | 82.2 | 77.6 | 75.8 | 76.1 | 85.3 | 87.1 | 81.4 | 77.8 | 67.7 | 66.9 | 77.6 | 82.4 | 76.6 | 70.4 | 63.4 | 62.1 | 70.5 | 76.5 | 71.2 | 65.3 | 56.6 | 54.8 | 62.8 | 67.4 | 63 | 59.1
747750 | Tyndall AFB | Florida | 31.7 | 36 | Dry-Bulb (F) | 44.2 | 43.6 | 54.2 | 57.4 | 51.4 | 47.3 | 49.6 | 48.8 | 57.3 | 60.3 | 54.7 | 51.6 | 50.9 | 51.5 | 60.1 | 61.8 | 57.4 | 53.8 | 58.5 | 59.7 | 68.8 | 70.3 | 65 | 61.1 | 67.9 | 70 | 77.4 | 78.2 | 73.5 | 70.1 | 73.5 | 76.4 | 83.1 | 83.1 | 79.6 | 75.9 | 76.7 | 78.6 | 84.6 | 83.3 | 80.5 | 77.7 | 74.4 | 76.2 | 83.4 | 83.7 | 79.5 | 76.2 | 72 | 72.6 | 81.1 | 81.9 | 76.9 | 73.9 | 62.5 | 63.5 | 75.3 | 77.8 | 70.1 | 65.6 | 53 | 53.3 | 62.8 | 66 | 58 | 53.9 | 47 | 46.9 | 55.2 | 58.6 | 51.5 | 48.9
722210 | Valparaiso Elgin AFB | Florida | 28.4 | 32.5 | Dry-Bulb (F) | 42.3 | 41.5 | 51.4 | 56 | 50.3 | 45.4 | 49 | 48.5 | 57 | 59.7 | 54.5 | 50.3 | 49.7 | 50.1 | 58.7 | 61.2 | 57.4 | 53.3 | 57.7 | 58.1 | 66.7 | 69.7 | 65.3 | 61 | 69.3 | 71.4 | 81 | 81.3 | 77.2 | 73 | 74 | 76.8 | 84.5 | 85.5 | 81 | 76.9 | 76.4 | 78.5 | 86.2 | 86.4 | 81.7 | 78.1 | 74.2 | 75.6 | 83.9 | 85.1 | 80.8 | 77 | 71.2 | 71.6 | 80.4 | 82.5 | 78.2 | 74 | 60.7 | 61.7 | 73.8 | 77.2 | 69 | 63.2 | 52.5 | 52.8 | 66.9 | 71.4 | 61.8 | 55.2 | 43.8 | 42.9 | 51 | 56.5 | 49.9 | 46
747770 | Valparaiso Hurlburt | Florida | 29.3 | 32.7 | Dry-Bulb (F) | 43.8 | 42.7 | 52.9 | 56.9 | 51.5 | 46.8 | 49.9 | 49.4 | 57.9 | 60.1 | 54.9 | 51.3 | 50.5 | 51.2 | 59.8 | 61.8 | 58.2 | 54 | 61.1 | 64 | 73.7 | 75.1 | 70.1 | 64.9 | 71 | 74.3 | 81.8 | 82.7 | 77.9 | 74.4 | 73.1 | 76.1 | 84.1 | 85.2 | 81.3 | 76.6 | 76.3 | 79.2 | 88.1 | 86.6 | 82.4 | 79 | 74.5 | 76.4 | 84.8 | 85.8 | 81.7 | 77.4 | 71.7 | 72.3 | 81.3 | 83.4 | 79.4 | 74.9 | 60 | 61.8 | 73.8 | 76.7 | 67.9 | 61.7 | 50.1 | 51.1 | 66.7 | 70.3 | 60.4 | 52.9 | 46.6 | 45.7 | 54.6 | 58.1 | 52.4 | 49.4
722045 | Vero Beach Municipal AP | Florida | 38.9 | 43.2 | Dry-Bulb (F) | 60.8 | 60.2 | 68.5 | 71.3 | 66.5 | 62.4 | 59.8 | 59.1 | 68.8 | 72.8 | 67.8 | 62.6 | 63.3 | 62.5 | 73.7 | 76.7 | 71.9 | 66.2 | 70.4 | 71.4 | 79.5 | 80.6 | 76.5 | 72.9 | 72.9 | 73.7 | 82.5 | 82.8 | 78.7 | 75.2 | 73.5 | 75.2 | 84.2 | 82.7 | 78.9 | 75.8 | 76 | 77.4 | 87.2 | 85.9 | 80.7 | 77.8 | 74.8 | 76 | 85.2 | 85 | 80.7 | 77 | 75.1 | 75.5 | 83.7 | 84.3 | 80.3 | 76.9 | 73 | 72.9 | 81 | 81.7 | 77.3 | 74.3 | 64.7 | 63.8 | 72.4 | 75 | 70.6 | 66.8 | 60.1 | 59.2 | 70.6 | 73.6 | 67.2 | 62.4
722030 | W Palm Beach | Florida | 43.3 | 47.3 | Dry-Bulb (F) | 58.9 | 57.9 | 68 | 71.7 | 66.4 | 61.9 | 60.6 | 59.9 | 70 | 73.2 | 68 | 63.6 | 65.5 | 65.1 | 73.9 | 76.2 | 71.5 | 67.9 | 67.8 | 68 | 76.9 | 79 | 75.2 | 71.4 | 72.8 | 73.8 | 81.4 | 81.9 | 77.5 | 74.8 | 76.6 | 77.7 | 85.6 | 84.2 | 81 | 78.4 | 76.8 | 78.5 | 85.4 | 86.7 | 82.7 | 79 | 78 | 79.2 | 86 | 86.3 | 82.6 | 79.7 | 77.1 | 77.8 | 86.7 | 85.6 | 81.9 | 78.9 | 73.6 | 72.9 | 80.5 | 81.9 | 78 | 75.2 | 68.4 | 67.6 | 76 | 78.4 | 74.2 | 70.7 | 63.1 | 62.6 | 70.5 | 73.5 | 68.1 | 64.3
722226 | Whiting Field Naas | Florida | 27.5 | 31.1 | Dry-Bulb (F) | 47.2 | 46.7 | 56.4 | 60.9 | 54.3 | 49.6 | 48.9 | 48.5 | 58.1 | 61.3 | 54.9 | 50.8 | 51.1 | 50.7 | 59.2 | 64 | 57.5 | 52.2 | 59.2 | 60.4 | 70.8 | 73.2 | 67.3 | 62.1 | 65.7 | 68.7 | 79.2 | 82.2 | 75.6 | 69.1 | 71.4 | 74.5 | 84.4 | 86.2 | 80.9 | 74.9 | 73.8 | 75.9 | 84.4 | 86.4 | 80.7 | 75.9 | 73.8 | 75.5 | 85.4 | 87.9 | 81 | 76.3 | 69.9 | 71.1 | 80.9 | 82.4 | 75.9 | 71.2 | 58.8 | 58.8 | 72.1 | 76.4 | 68 | 62.2 | 55.7 | 55.7 | 67.2 | 72.1 | 64.1 | 58.5 | 45.3 | 44.2 | 54.1 | 58.2 | 51.4 | 47.9
722160 | Albany Dougherty County A | Georgia | 25.7 | 29.3 | Dry-Bulb (F) | 47.5 | 45.9 | 52.2 | 59.7 | 56.5 | 50.5 | 50.1 | 49.1 | 54.8 | 62.1 | 59.8 | 53.3 | 50.6 | 48.5 | 59.5 | 66.6 | 63.7 | 55.8 | 58.1 | 57.4 | 67.5 | 73 | 70.2 | 62.3 | 66.2 | 65.1 | 75.2 | 82 | 79.3 | 70.6 | 73.5 | 73.7 | 81.6 | 86.1 | 83.2 | 76.6 | 74.9 | 74.7 | 85.5 | 89.4 | 84.7 | 77.8 | 72.6 | 72.6 | 81.9 | 86.2 | 81.9 | 75.4 | 69.4 | 68.3 | 80.9 | 87.6 | 82.6 | 73.5 | 65.5 | 64.7 | 72.6 | 77.8 | 72.7 | 67.2 | 51.7 | 49.4 | 62.2 | 70.7 | 63.9 | 55.3 | 43.3 | 42.1 | 51.3 | 59.3 | 52.5 | 45.6
723110 | Athens | Georgia | 20.5 | 25 | Dry-Bulb (F) | 35.5 | 33.1 | 38.4 | 45.4 | 42.3 | 37.7 | 44 | 41.3 | 49.1 | 57.2 | 54.1 | 48.3 | 50.3 | 47.3 | 57.5 | 65.6 | 62.5 | 54.3 | 55.4 | 54.2 | 67.5 | 73.4 | 69.5 | 61 | 62 | 61.7 | 72.6 | 78 | 74.3 | 66 | 69.9 | 70 | 80.4 | 85.4 | 81.5 | 73.5 | 72 | 72.1 | 82.9 | 87.9 | 83.8 | 76.1 | 71.9 | 71.7 | 79.5 | 84.5 | 80.4 | 74.5 | 65.3 | 64.2 | 74.2 | 78.9 | 73.7 | 67.7 | 54.4 | 52.8 | 63.9 | 71.2 | 65.7 | 58.8 | 50.2 | 48.6 | 56.6 | 62.4 | 56.8 | 52.3 | 41.7 | 40.2 | 45.7 | 53 | 49.4 | 44.5
722190 | Atlanta | Georgia | 18.8 | 23.9 | Dry-Bulb (F) | 35.7 | 33.7 | 38.5 | 45.2 | 43 | 38.8 | 41.6 | 39.2 | 45.5 | 53.7 | 51.8 | 45.9 | 51.6 | 49.1 | 56.3 | 64 | 63.1 | 56.5 | 55.3 | 54.3 | 66.2 | 73.1 | 69.3 | 59.9 | 61.9 | 61.9 | 73.2 | 78.6 | 74.9 | 66.6 | 68.5 | 68.7 | 80.8 | 86.3 | 82.5 | 73.2 | 72.1 | 71.9 | 81.9 | 87.4 | 83.8 | 76.4 | 74.2 | 73.5 | 82.2 | 87.5 | 83.9 | 77.3 | 67.2 | 66.9 | 75.6 | 79.5 | 75.7 | 70.3 | 55.4 | 53.3 | 63.1 | 69.8 | 64.9 | 58.5 | 48 | 45.3 | 54.2 | 63.1 | 58.4 | 51.9 | 41.3 | 38.9 | 45.8 | 53.8 | 50.3 | 45.2
722195 | Atlanta/Fulton Co. | Georgia | 19 | 24.5 | Dry-Bulb (F) | 41 | 39.2 | 43.2 | 50.5 | 48.8 | 43.1 | 43.3 | 40.9 | 47.9 | 56.6 | 53.8 | 46.9 | 50.5 | 48.6 | 56.8 | 63 | 60.4 | 53.7 | 57.8 | 57.5 | 66.7 | 71.7 | 68.3 | 61.2 | 63.4 | 63.3 | 71.3 | 75.4 | 73.4 | 67 | 68 | 68 | 77.1 | 81.4 | 78.9 | 71.3 | 70.1 | 70.1 | 77 | 80.9 | 77.5 | 72.4 | 74.1 | 73.2 | 80.9 | 86.6 | 83.9 | 77.4 | 69.4 | 68.9 | 76.5 | 81.5 | 79.1 | 72.1 | 50.2 | 49.1 | 62.4 | 70.5 | 63.9 | 54.3 | 45.4 | 43.7 | 49.3 | 56.3 | 53.5 | 48.1 | 36.2 | 34.9 | 41.9 | 49.2 | 44.4 | 38.4
722180 | Augusta | Georgia | 21.3 | 24.8 | Dry-Bulb (F) | 39.5 | 37.5 | 45.1 | 53.7 | 48.1 | 42 | 41.4 | 39.6 | 49.6 | 58.8 | 52.7 | 45.6 | 48.4 | 46.5 | 58.6 | 67.3 | 62.9 | 53.4 | 53.3 | 53 | 68.5 | 75.6 | 70 | 57.9 | 62.4 | 63.6 | 77.1 | 82.3 | 77.5 | 67.1 | 69.1 | 70.1 | 84.2 | 89.5 | 84.3 | 74.3 | 72.7 | 73.1 | 85.1 | 90.5 | 85 | 76.2 | 72.1 | 72.1 | 83.9 | 89.2 | 83.4 | 74.9 | 67.4 | 67.1 | 78.2 | 84.3 | 78.2 | 70.2 | 53.8 | 52.9 | 64.1 | 70.7 | 62.8 | 56.5 | 49.1 | 48.6 | 60 | 66.9 | 57.9 | 51.5 | 40.8 | 39.4 | 47.3 | 55.1 | 48.4 | 43
722137 | Brunswick Malcolm Mckinno | Georgia | 29.6 | 33.4 | Dry-Bulb (F) | 49.2 | 48 | 54.6 | 60.1 | 55.4 | 52 | 53.1 | 51.9 | 59.6 | 61.8 | 57.9 | 55.2 | 57.4 | 56.2 | 63.5 | 65.9 | 62 | 59 | 66.1 | 65.7 | 72.3 | 73.7 | 70.1 | 68 | 71.2 | 71.3 | 79.5 | 81.8 | 77.4 | 74 | 71.9 | 72.8 | 79.2 | 79.5 | 76.1 | 73.4 | 77.7 | 77.9 | 84.9 | 86.2 | 82.8 | 79.6 | 75.5 | 75.7 | 83 | 83.4 | 79.8 | 77.5 | 76 | 75.3 | 79.6 | 80.9 | 78.7 | 77.1 | 68.1 | 67.6 | 75.1 | 77 | 73 | 70.3 | 58.2 | 56.9 | 67 | 70.2 | 64 | 59.4 | 52.4 | 51.7 | 56.2 | 59.5 | 55.9 | 53.7
722255 | Columbus | Georgia | 23.9 | 28 | Dry-Bulb (F) | 40.9 | 39.3 | 43.9 | 52.1 | 49.9 | 43.6 | 44.7 | 42.7 | 48.9 | 58.4 | 56.4 | 49.4 | 52.1 | 50 | 60.8 | 69.2 | 66.4 | 56.5 | 56.8 | 55 | 68.2 | 76.5 | 72.7 | 62.7 | 64.3 | 63.5 | 74.1 | 80.1 | 77.4 | 68.9 | 73 | 72.7 | 82.5 | 88.5 | 85.4 | 77.4 | 75.6 | 75.6 | 85.1 | 91 | 86.5 | 79.6 | 74.7 | 75.5 | 85.3 | 89.8 | 84.9 | 78.1 | 71.2 | 70.7 | 80 | 85.7 | 81.2 | 74.3 | 57 | 55.6 | 67.2 | 74.7 | 68.6 | 60.1 | 54.2 | 53.7 | 62.2 | 67.1 | 60.9 | 56.2 | 45.3 | 43.8 | 48.4 | 57.2 | 53 | 47.7
722250 | Fort Benning Lawson | Georgia | 22.8 | 26.4 | Dry-Bulb (F) | 36.8 | 36.3 | 46 | 51.8 | 44.4 | 39.3 | 40.8 | 41.5 | 53.2 | 60.3 | 52.2 | 44.4 | 44.7 | 44.7 | 56.2 | 61.4 | 54.9 | 48 | 50.2 | 53 | 67.4 | 72.9 | 64.2 | 54.1 | 66.6 | 69.6 | 81.2 | 84.3 | 77.9 | 70.7 | 68.3 | 71.8 | 81.6 | 83.9 | 77 | 70.9 | 71.4 | 73.6 | 83.1 | 84.9 | 79 | 73.2 | 69.2 | 72.2 | 83.1 | 86.5 | 77.8 | 71.2 | 64.7 | 67.1 | 79.2 | 82.3 | 72.9 | 66.5 | 49.3 | 52.2 | 71.5 | 76 | 61.3 | 53.1 | 43.2 | 44.5 | 57.3 | 61.7 | 50 | 44.7 | 35.2 | 35.1 | 43.9 | 49 | 41 | 37.5
747804 | Hunter (AAF) | Georgia | 28.5 | 32.2 | Dry-Bulb (F) | 40.9 | 39.7 | 49.5 | 56.7 | 50 | 44.3 | 47.2 | 45.3 | 55.9 | 63.3 | 56.8 | 50.5 | 49.8 | 49 | 59.4 | 64.7 | 58.5 | 52.5 | 55.7 | 56.1 | 67.8 | 72.1 | 66.7 | 59.4 | 68.6 | 69.3 | 79.9 | 83.4 | 78.4 | 71.7 | 72.8 | 73.5 | 82.3 | 85.5 | 81.1 | 75.3 | 75.8 | 76.8 | 86.2 | 87.8 | 83.3 | 77.9 | 74.5 | 75.1 | 83.9 | 87.3 | 81.3 | 76.5 | 70.7 | 70.8 | 79.7 | 84.5 | 78.3 | 72.8 | 59.3 | 58.2 | 71.4 | 76.3 | 68.9 | 62.8 | 52.3 | 51.1 | 61.1 | 65.1 | 58.3 | 54 | 40.2 | 39 | 46.7 | 52.8 | 47.2 | 42.1
722170 | Macon | Georgia | 23 | 26.9 | Dry-Bulb (F) | 40.6 | 39.3 | 44.9 | 52.6 | 49.2 | 43.1 | 43.4 | 41.5 | 48.7 | 56.6 | 54.1 | 47.8 | 50 | 47.4 | 59.2 | 67.8 | 64.5 | 55.8 | 56.1 | 55 | 67.7 | 74.2 | 70.4 | 60.6 | 63.7 | 63.6 | 76.1 | 82.4 | 78.1 | 68.5 | 72 | 71.8 | 83.8 | 89.7 | 84.8 | 76.3 | 73.2 | 73 | 83.5 | 88.7 | 84.6 | 77 | 72.9 | 72.4 | 81.1 | 87 | 82.2 | 75.8 | 69.6 | 68.9 | 79 | 84.2 | 78.8 | 72.3 | 55.9 | 54.8 | 67.9 | 75.3 | 68.6 | 59.4 | 52 | 50.3 | 59 | 67.1 | 61.7 | 54.9 | 40.7 | 38.5 | 47 | 54.4 | 49.3 | 43.6
722270 | Marietta Dobbins AFB | Georgia | 19.5 | 25 | Dry-Bulb (F) | 33.8 | 32.2 | 36.8 | 43.7 | 40.8 | 36.5 | 40 | 38 | 44.4 | 52.1 | 49.7 | 43.8 | 42.1 | 40.6 | 47.6 | 54.3 | 51.7 | 46 | 51.7 | 49.9 | 60.7 | 67.5 | 64.7 | 56.5 | 58.1 | 57.8 | 67.9 | 72.9 | 70.6 | 62.8 | 69.9 | 70.2 | 77.6 | 81.3 | 78.5 | 72.7 | 74.2 | 74.3 | 81.5 | 85.3 | 82.8 | 76.8 | 70.1 | 69.6 | 78.2 | 82 | 78.7 | 72.7 | 64.4 | 63.8 | 73.3 | 78.2 | 73.5 | 66.9 | 52.2 | 50.6 | 61.8 | 69 | 63.8 | 56 | 42 | 41.2 | 49.6 | 54.9 | 49.4 | 44.2 | 37.2 | 35.8 | 41.7 | 48.7 | 44.3 | 39.8
747810 | Moody AFB/Valdosta | Georgia | 29.9 | 33.7 | Dry-Bulb (F) | 42.6 | 40.8 | 49.1 | 57.6 | 52.4 | 45.7 | 49.3 | 47.2 | 57 | 65.7 | 60.8 | 53.1 | 50.5 | 48.9 | 59 | 65 | 61.4 | 54.2 | 58.3 | 57.5 | 68.6 | 74.5 | 70.3 | 62.5 | 65.6 | 66.1 | 78 | 83.6 | 79.4 | 70.7 | 72.8 | 73.4 | 83 | 87.3 | 82.3 | 76.5 | 76.6 | 77.1 | 85.6 | 88.3 | 83.6 | 78.5 | 72.5 | 72.8 | 82.4 | 86.1 | 80.6 | 74.8 | 69.7 | 69.3 | 78.9 | 83.3 | 77.9 | 71.6 | 58.2 | 56.9 | 69.8 | 76.1 | 69.2 | 61.9 | 51.2 | 49.9 | 58.4 | 64.9 | 59 | 53.4 | 43.6 | 42 | 49.5 | 56.8 | 51.2 | 45.5
723200 | Rome R B Russell AP | Georgia | 16.8 | 21.6 | Dry-Bulb (F) | 39.1 | 37.7 | 45 | 55.2 | 51.3 | 42.8 | 40.8 | 38.7 | 46.3 | 53 | 50.9 | 44.3 | 41.1 | 38.8 | 47.1 | 55 | 53.3 | 45.9 | 51.7 | 50.9 | 60.4 | 66.3 | 64.1 | 55.2 | 57.5 | 57.7 | 70.7 | 76.7 | 73.5 | 62.5 | 68.7 | 69.4 | 81.5 | 87.2 | 83.1 | 72.8 | 71.2 | 71.4 | 83.5 | 88.8 | 86.1 | 75.7 | 70.6 | 70 | 81.3 | 88.2 | 84 | 74.3 | 71.2 | 70.1 | 79.3 | 85.7 | 81.6 | 74.1 | 62.1 | 62 | 68.4 | 73.2 | 68.4 | 63.1 | 39.1 | 37.4 | 45.9 | 54.3 | 48.8 | 41.8 | 35.4 | 34.5 | 42.3 | 50.2 | 44.9 | 37.8
722070 | Savannah | Georgia | 26.2 | 29.8 | Dry-Bulb (F) | 43.3 | 41.9 | 50.1 | 57.5 | 51.4 | 44.9 | 46.2 | 45.4 | 53.9 | 60.6 | 56.2 | 49.2 | 55.8 | 54.5 | 65.9 | 71.1 | 65.3 | 59.3 | 58.8 | 57.4 | 70.9 | 76.5 | 71.4 | 63.3 | 66.5 | 66.3 | 78.5 | 83 | 78 | 70.8 | 73.4 | 74.1 | 84.6 | 87.4 | 82.1 | 76.1 | 75.4 | 75.5 | 85.6 | 89.4 | 83.8 | 78 | 75 | 75.1 | 83.6 | 85.8 | 81.7 | 77.3 | 71.6 | 71.1 | 80.1 | 83.6 | 79.2 | 73.9 | 59.5 | 58.6 | 70.4 | 75.8 | 69.7 | 62.8 | 55.9 | 54 | 63.3 | 70.2 | 63.8 | 58.3 | 43.7 | 42.6 | 50.8 | 57.8 | 52.6 | 47.2
722166 | Valdosta Wb Airport | Georgia | 27.1 | 30.4 | Dry-Bulb (F) | 49.8 | 48.6 | 57 | 64.1 | 58.9 | 52.2 | 46.7 | 44.6 | 54.3 | 62.5 | 57.6 | 49.6 | 56 | 54.8 | 64.4 | 71.6 | 67.6 | 59.2 | 63.7 | 63.3 | 73.3 | 79.7 | 75.2 | 67 | 67.2 | 67.8 | 81.4 | 87.7 | 83.3 | 72.7 | 72.4 | 73.4 | 84.4 | 86.3 | 79.9 | 74.7 | 74.5 | 75.1 | 84.4 | 87.1 | 81.6 | 76.3 | 75.3 | 75.6 | 88 | 91.5 | 85.6 | 78 | 69.8 | 69.2 | 80.1 | 86.1 | 80.7 | 72.8 | 62.7 | 62.2 | 75.8 | 82.2 | 74.2 | 65.7 | 52.8 | 51.7 | 60.9 | 67.9 | 60.9 | 54.9 | 43.6 | 42.2 | 51.3 | 59.2 | 51.6 | 45.9
722175 | Warner Robins AFB | Georgia | 24.8 | 28.3 | Dry-Bulb (F) | 36.6 | 34.8 | 43.5 | 52.3 | 47.2 | 39.9 | 44.4 | 42.2 | 50.9 | 59.9 | 56.9 | 48.3 | 47.2 | 45.5 | 53.6 | 60.3 | 58.1 | 51.1 | 54.8 | 52.9 | 65.9 | 73.2 | 69.7 | 59.7 | 68.7 | 69.2 | 77.9 | 83.2 | 78.6 | 71.7 | 70.4 | 70.9 | 81.8 | 85.9 | 80.8 | 73.7 | 75.1 | 75.5 | 84.6 | 89.1 | 84.1 | 78 | 71.2 | 71.1 | 81.2 | 86.3 | 81.2 | 74 | 66 | 65.3 | 75.5 | 81.3 | 75.4 | 68.4 | 53.4 | 52.2 | 63.2 | 71.3 | 66.9 | 58.5 | 46.9 | 44.8 | 54.6 | 63 | 56.7 | 50 | 33.2 | 31.7 | 39 | 46.7 | 42.3 | 37
911780 | Barbers Point Nas | Hawaii | 59.6 | 61.9 | Dry-Bulb (F) | 64 | 64 | 76.3 | 79.1 | 72.1 | 66 | 64.7 | 64.7 | 76.7 | 79.7 | 73.2 | 67.1 | 68.5 | 68.8 | 76.8 | 78.7 | 74.4 | 70.3 | 69.1 | 69.6 | 76.9 | 79.1 | 74.5 | 70.7 | 71.4 | 74 | 84.9 | 86.6 | 80.4 | 74.3 | 73.7 | 76.1 | 86.8 | 88.4 | 82.5 | 76.1 | 75 | 75.6 | 85.8 | 89.4 | 83.9 | 77.5 | 76.3 | 77.3 | 85.9 | 87.5 | 82.3 | 78 | 76.4 | 77.7 | 84.8 | 87 | 81.9 | 77.9 | 74.1 | 74.4 | 83.2 | 84.9 | 79.3 | 75.5 | 72.5 | 73.6 | 81 | 82.6 | 76.8 | 73.9 | 69.8 | 69.6 | 76.3 | 77.6 | 73.1 | 70.5
912850 | Hilo | Hawaii | 61.4 | 62.7 | Dry-Bulb (F) | 67.7 | 67.4 | 74.7 | 76.2 | 71.8 | 68.7 | 67.2 | 67 | 75.6 | 77 | 72.8 | 69.2 | 67.7 | 68.2 | 74.2 | 76.4 | 72.8 | 69.3 | 68.4 | 70.1 | 76.6 | 77.5 | 72.7 | 69.7 | 69.6 | 70.2 | 77.7 | 78.5 | 74.4 | 71.6 | 69.5 | 70.6 | 78.3 | 79.4 | 75.6 | 71.8 | 71 | 71.9 | 79.3 | 80.9 | 77.5 | 73.5 | 70.6 | 72.4 | 78.9 | 80.4 | 76.8 | 73.1 | 71.3 | 73.1 | 80.8 | 81.5 | 77.3 | 73.7 | 70.5 | 70.9 | 79.8 | 80.7 | 76.1 | 71.9 | 69.9 | 69.7 | 77.2 | 78.3 | 74.3 | 71.6 | 68.1 | 68.4 | 75.5 | 77.9 | 73.4 | 69.5
911820 | Honolulu | Hawaii | 60.8 | 62.8 | Dry-Bulb (F) | 68.7 | 68 | 76.4 | 78.3 | 73.2 | 70.3 | 68.7 | 68.1 | 77.3 | 79.3 | 74.3 | 70.6 | 68.6 | 68.8 | 78.4 | 80.4 | 75.2 | 70.8 | 70.5 | 71 | 78.9 | 80.9 | 75.3 | 72.1 | 72.3 | 73.6 | 82.4 | 83.6 | 78.1 | 74.4 | 74.8 | 75.9 | 82 | 83.4 | 79.2 | 76 | 76.3 | 77.3 | 84.7 | 86.3 | 80.7 | 77.3 | 76 | 76.4 | 85.6 | 87.6 | 81.3 | 77.4 | 76.8 | 77 | 83.7 | 85.6 | 81 | 78.1 | 73.8 | 74.2 | 85.2 | 86.1 | 79.7 | 76.2 | 72.5 | 72.8 | 80.8 | 82.3 | 76.9 | 74.1 | 70.8 | 71 | 77.5 | 79.7 | 76 | 72.9
911900 | Kahului | Hawaii | 59 | 60.7 | Dry-Bulb (F) | 67.6 | 67.1 | 76.1 | 78.3 | 73.1 | 69.3 | 67 | 66.2 | 75.8 | 77.5 | 72.8 | 69.1 | 68 | 67.7 | 78.2 | 80.2 | 75 | 70.8 | 70.1 | 70.5 | 78.2 | 79.2 | 74.6 | 71.8 | 70.1 | 71.4 | 79.7 | 81.9 | 77 | 72.4 | 72.3 | 73.6 | 82.3 | 83.9 | 78.4 | 74.1 | 72.9 | 73.7 | 82.8 | 84.7 | 79.6 | 75.1 | 74.1 | 74.8 | 82.6 | 84.4 | 79.3 | 75.5 | 75 | 75.8 | 84.1 | 85.5 | 80 | 76.5 | 72.9 | 73.2 | 83.1 | 84.3 | 78.8 | 75 | 71.1 | 71.2 | 79.8 | 80.3 | 75.3 | 72.4 | 68.4 | 68.1 | 77.3 | 79.1 | 73.9 | 70
911760 | Kaneohe Bay Mcas | Hawaii | 64.3 | 66.2 | Dry-Bulb (F) | 71.8 | 71.9 | 75.1 | 76.1 | 74.1 | 72.8 | 71.9 | 71.5 | 75.9 | 76.9 | 74.1 | 72.7 | 70.8 | 70.6 | 74.8 | 75.5 | 73.4 | 71.9 | 73.4 | 73.6 | 77 | 77.9 | 75.3 | 74.1 | 74.3 | 75 | 79.4 | 79.6 | 76.8 | 75 | 75.6 | 76.2 | 79.8 | 80.9 | 78.5 | 76.4 | 76.9 | 77.3 | 80.9 | 82.1 | 79.7 | 77.9 | 79.1 | 79.4 | 82.6 | 83.3 | 81.1 | 79.7 | 79.1 | 79.4 | 82.5 | 83 | 80.9 | 79.6 | 78.8 | 78.7 | 82.6 | 82.8 | 80.4 | 79.4 | 74.6 | 74.8 | 79 | 79.4 | 76.6 | 75.3 | 73.7 | 73.5 | 77 | 77.7 | 75.2 | 74.4
911650 | Lihue | Hawaii | 60.4 | 62.3 | Dry-Bulb (F) | 67.8 | 67.6 | 73.8 | 76.6 | 72.9 | 68.9 | 67.5 | 67.1 | 75.2 | 78.2 | 73.8 | 69.4 | 69.8 | 69.8 | 75.8 | 77 | 73.9 | 71.2 | 70.5 | 71.3 | 76.2 | 77.5 | 74 | 71.4 | 72.4 | 72.7 | 77.3 | 78 | 75.1 | 73.5 | 74.2 | 75.3 | 79.5 | 80.3 | 77.1 | 75.2 | 76.7 | 77.1 | 81.2 | 82.1 | 79.2 | 77.7 | 76.9 | 77 | 81.9 | 83 | 79.9 | 77.8 | 75.2 | 75.5 | 82.4 | 83.3 | 79.6 | 77 | 75.3 | 75.7 | 80.7 | 80.7 | 77.5 | 76.1 | 73.6 | 73.6 | 77.9 | 78.2 | 74.9 | 74.1 | 69.8 | 69.2 | 75.7 | 77.1 | 73.4 | 71.3
911860 | Molokai (AMOS) | Hawaii | 59.8 | 61.8 | Dry-Bulb (F) | 67.6 | 67.4 | 74.6 | 76.3 | 71.6 | 68.7 | 65.7 | 66 | 75.1 | 77.1 | 71.8 | 67.5 | 63.5 | 67.3 | 76.3 | 77.7 | 72.4 | 65.9 | 71.8 | 71.9 | 78.4 | 79.3 | 75.3 | 73.1 | 71.3 | 72.5 | 79.4 | 80.4 | 75.3 | 72.4 | 72.2 | 73.8 | 81.7 | 81.9 | 77.1 | 73.8 | 74 | 75.1 | 83 | 84.7 | 79.1 | 75.6 | 74.5 | 75.5 | 81.9 | 83.4 | 78.2 | 75.4 | 73.8 | 75 | 82.4 | 83.4 | 78.2 | 75.1 | 72.4 | 73.5 | 81.6 | 82.2 | 76.9 | 74.2 | 71.6 | 72.3 | 77.5 | 77.2 | 73.6 | 72.4 | 68.7 | 68.7 | 74.6 | 75.7 | 71 | 69.3
726810 | Boise | Idaho | 1.6 | 9.1 | Dry-Bulb (F) | 25.9 | 25.4 | 29.4 | 34.9 | 30.9 | 27.4 | 32.3 | 31.7 | 37.5 | 44.6 | 41 | 34.1 | 37.1 | 35.8 | 44.6 | 51 | 48.7 | 40.3 | 45.9 | 44.2 | 55.6 | 62.2 | 59.6 | 49.5 | 51.1 | 50.4 | 60.1 | 66.4 | 65.2 | 56.7 | 57.3 | 57 | 69.9 | 78.3 | 77.1 | 66.1 | 65 | 63.8 | 77.4 | 88.4 | 88 | 74.4 | 59.6 | 59.7 | 73.3 | 81.9 | 80.7 | 65.9 | 56.3 | 53.9 | 65 | 73.4 | 70.6 | 60.4 | 47.2 | 44.5 | 54.5 | 63.3 | 58.4 | 50.4 | 35.6 | 35.2 | 41.2 | 46.9 | 40.4 | 36.4 | 32.5 | 31.9 | 35.7 | 41.4 | 36.7 | 34
725867 | Burley Municipal AP | Idaho | -1.8 | 4.9 | Dry-Bulb (F) | 25.1 | 26.1 | 30.5 | 36.2 | 32.1 | 29.3 | 26.5 | 25.7 | 32.2 | 39 | 34.3 | 28.2 | 34.2 | 32.9 | 42.9 | 50.7 | 46.8 | 38.3 | 39.8 | 40.1 | 51.6 | 57.2 | 53 | 43.7 | 45.9 | 46.7 | 59.2 | 65.3 | 62.7 | 51.4 | 52.9 | 55 | 69 | 75.9 | 72.9 | 59.2 | 61.9 | 63 | 78 | 86 | 81.8 | 67.8 | 61.3 | 60.6 | 76.7 | 86.9 | 83.2 | 67.9 | 50.9 | 49.8 | 65.3 | 75.2 | 69.3 | 57.5 | 40.7 | 39.5 | 52.4 | 60.8 | 53.3 | 44.5 | 30.3 | 28.8 | 36.4 | 43.5 | 37.7 | 32.7 | 30.7 | 30.4 | 33.7 | 37.8 | 34 | 31.6
727834 | Coeur D'Alene (AWOS) | Idaho | 5.9 | 10.3 | Dry-Bulb (F) | 26.4 | 25.8 | 28.2 | 30.1 | 27.9 | 27 | 26.7 | 26.2 | 30.9 | 34.5 | 30.2 | 27.8 | 35.2 | 35.4 | 45.4 | 51.2 | 45.7 | 38.5 | 38.9 | 40.5 | 50.5 | 55.9 | 51.3 | 43.7 | 42.5 | 45.6 | 55.5 | 59.7 | 54.7 | 46.6 | 51.6 | 56.1 | 66.5 | 72 | 66.7 | 56.1 | 58 | 62.7 | 74.8 | 82.7 | 77.7 | 63.9 | 57.6 | 60.8 | 75.2 | 83.2 | 75.9 | 63.9 | 46.4 | 48 | 59.7 | 65.5 | 57.9 | 49.3 | 39.3 | 39.4 | 48.9 | 54.8 | 45.9 | 40.3 | 33.4 | 33.3 | 38.5 | 41.5 | 36.6 | 34.2 | 29.7 | 29.8 | 31.9 | 33.1 | 30.4 | 29.8
725785 | Idaho Falls Fanning Field | Idaho | -9.8 | -3.6 | Dry-Bulb (F) | 17.3 | 16 | 16.9 | 21.5 | 19.9 | 17.9 | 16.6 | 14.6 | 21.4 | 29.5 | 25.5 | 19.4 | 30.1 | 28.9 | 35.5 | 42.4 | 39.1 | 32.5 | 37.4 | 37.4 | 50.4 | 57.1 | 53.6 | 43.3 | 43.8 | 45.2 | 58.5 | 64.7 | 61.4 | 50.7 | 49.9 | 51.9 | 66.4 | 73.4 | 70.6 | 57 | 54.4 | 55.7 | 74 | 84.5 | 81 | 64.8 | 52.8 | 52.7 | 71.6 | 81.1 | 77.4 | 61.7 | 46.1 | 44.1 | 61.2 | 71 | 65.4 | 52.2 | 37.2 | 36.4 | 47.9 | 55.5 | 49.1 | 40.2 | 28.6 | 26.8 | 33.2 | 40.3 | 34.4 | 30.8 | 23.6 | 22.6 | 28.4 | 35.2 | 29.1 | 25.1
727830 | Lewiston Nez Perce Cnty A | Idaho | 8.7 | 16.6 | Dry-Bulb (F) | 32.3 | 31.3 | 34.9 | 39.1 | 36.7 | 34.8 | 33.5 | 32.2 | 37.5 | 42.5 | 38.4 | 35 | 37.2 | 36.3 | 42.3 | 45.8 | 42.8 | 39.5 | 45.5 | 45.9 | 54.8 | 61.2 | 56.8 | 49.6 | 48.8 | 50.4 | 60.1 | 66.4 | 62.3 | 53.5 | 56.4 | 59 | 70.3 | 77 | 73.7 | 63.2 | 66.8 | 68.2 | 81.2 | 90.2 | 86.9 | 75.1 | 66.2 | 66 | 78.8 | 87.9 | 84 | 73.2 | 54 | 52.8 | 63.6 | 72.1 | 67 | 58.5 | 44.1 | 42.9 | 51.6 | 58.1 | 52.1 | 47 | 38.5 | 37.4 | 41.9 | 44.5 | 41.2 | 39.3 | 33.6 | 32.8 | 35 | 36.7 | 34.7 | 34
726815 | Mountain Home AFB | Idaho | 1.6 | 8.7 | Dry-Bulb (F) | 31.9 | 31.4 | 34.5 | 39.6 | 36.3 | 33.1 | 27.9 | 26.4 | 33.9 | 41.1 | 36.6 | 30.6 | 35.8 | 33.9 | 43.9 | 51.8 | 48.6 | 39.8 | 38.2 | 38.2 | 50.6 | 56.7 | 53.8 | 43.1 | 44.8 | 46.2 | 60.2 | 67 | 64.1 | 52 | 56.6 | 58.1 | 72.5 | 81.3 | 79.4 | 63.8 | 59.8 | 61.5 | 79 | 89.1 | 87.2 | 68.7 | 62.5 | 62.2 | 80.9 | 90.7 | 86.9 | 69.5 | 53.2 | 51.7 | 67.4 | 77 | 71.9 | 58.4 | 37.7 | 36.1 | 50.5 | 60.5 | 52.8 | 41.5 | 31.6 | 30.3 | 39.3 | 48 | 41.2 | 35 | 24.8 | 23.5 | 28.1 | 33.6 | 29.4 | 26.2
725780 | Pocatello | Idaho | -6.8 | 0.2 | Dry-Bulb (F) | 19.4 | 18.5 | 22 | 26.7 | 23.2 | 20.9 | 24.6 | 23.1 | 29.7 | 37.5 | 33.9 | 27.3 | 33.6 | 32.3 | 41.6 | 47.5 | 43.6 | 36.9 | 40.1 | 40.3 | 51.4 | 57.6 | 54 | 45.6 | 44.8 | 46.1 | 60.2 | 65.7 | 62.7 | 52.4 | 51.6 | 53.9 | 69 | 75.5 | 71.9 | 59.6 | 58.9 | 60.1 | 77.5 | 86.3 | 81.7 | 67.5 | 55.7 | 55.5 | 75.1 | 84.6 | 79.2 | 64.5 | 48.8 | 46.8 | 63 | 72.5 | 66 | 56.1 | 39.4 | 36.3 | 49.3 | 57.6 | 50.9 | 43.8 | 31 | 29.8 | 37.2 | 44.8 | 38.3 | 33.2 | 22.2 | 21.7 | 25.4 | 29.9 | 26 | 23.3
724338 | Belleville Scott AFB | Illinois | 3.2 | 9.7 | Dry-Bulb (F) | 28.8 | 28 | 31.8 | 36 | 33.9 | 31.7 | 31 | 30.4 | 38.8 | 44.5 | 38.5 | 33.6 | 32.8 | 32.7 | 41.2 | 46 | 42 | 36.7 | 43.5 | 44.8 | 55.9 | 59.6 | 54.7 | 47.5 | 54.3 | 56.3 | 66.1 | 70.4 | 65.9 | 58.3 | 68.9 | 71.7 | 82.6 | 86.2 | 81.4 | 72.6 | 70.3 | 72.5 | 83.3 | 87.6 | 82.9 | 73.8 | 66.6 | 67.3 | 80.1 | 85 | 78.2 | 70.1 | 56.8 | 57.7 | 71.6 | 76.3 | 68.4 | 60.6 | 49 | 49.1 | 65 | 70.8 | 59.8 | 52.4 | 38.3 | 37 | 44.8 | 48.2 | 42.7 | 39.5 | 29 | 27.8 | 33.1 | 36.5 | 32.9 | 30.2
725315 | Champaign/Urbana | Illinois | -2.1 | 3 | Dry-Bulb (F) | 21.4 | 19.8 | 24 | 27.9 | 24.9 | 22.7 | 26.6 | 25.2 | 31.5 | 36.4 | 31.1 | 27.3 | 37.3 | 36.6 | 46 | 50.8 | 45.9 | 40.7 | 48.4 | 48.9 | 57.1 | 60.9 | 57.2 | 51.5 | 53.6 | 56 | 64.3 | 67.3 | 63.5 | 57.1 | 65.1 | 68 | 77.3 | 80.1 | 74.9 | 67.7 | 68.6 | 71.2 | 82.4 | 86.3 | 81.2 | 72.9 | 67 | 68.2 | 77.4 | 80.9 | 75.5 | 69.3 | 57.3 | 58.6 | 71.8 | 76.4 | 67.6 | 60.4 | 46.9 | 47.2 | 58 | 60.8 | 53.5 | 49.7 | 42.1 | 41 | 47.3 | 50.3 | 45 | 43.1 | 24.2 | 23.8 | 29.3 | 32.5 | 28.2 | 25.6
725300 | Chicago | Illinois | -5 | 0.8 | Dry-Bulb (F) | 20.8 | 20 | 24.7 | 28.8 | 24.9 | 22.6 | 24.7 | 23 | 29 | 32.6 | 28.9 | 26.5 | 35.1 | 34.8 | 41.8 | 44.8 | 40.3 | 36.5 | 45.6 | 46.1 | 52.3 | 55.3 | 52 | 48.2 | 50.6 | 54.6 | 66.4 | 69.2 | 62.7 | 54 | 63 | 65.8 | 74.9 | 77.6 | 73.3 | 65.4 | 68.3 | 70.9 | 79.7 | 83.1 | 78.5 | 72.3 | 64.7 | 66.9 | 76.3 | 78 | 73.5 | 67.8 | 57.8 | 59.2 | 69.6 | 73.1 | 67.1 | 61 | 46.6 | 47 | 56.4 | 59.3 | 52.9 | 48.4 | 38.2 | 37.5 | 42.4 | 44.9 | 41 | 39.1 | 23.1 | 22.1 | 26.9 | 30.3 | 25.9 | 23.9
725340 | Chicago Midway AP | Illinois | -2.8 | 3.1 | Dry-Bulb (F) | 20.8 | 18.9 | 21 | 24.5 | 23.5 | 21.8 | 24.8 | 24.3 | 30.1 | 34.3 | 31.4 | 27.9 | 36.7 | 36.4 | 43.1 | 46.4 | 42.8 | 39.5 | 48.3 | 48.8 | 54.4 | 57 | 54 | 50.6 | 52.5 | 53.8 | 59.8 | 62.5 | 58.5 | 54.6 | 64.5 | 66.1 | 73.1 | 76.6 | 73.9 | 68.8 | 71.8 | 73.4 | 81.3 | 83.3 | 79.4 | 74.8 | 70.8 | 71.4 | 78.8 | 81.4 | 77.6 | 73.5 | 65.1 | 65 | 73.2 | 76.9 | 72.6 | 68 | 52.5 | 51.5 | 58.7 | 62 | 58.5 | 55.1 | 43.3 | 42.3 | 50.1 | 54.6 | 49.4 | 45.6 | 28.4 | 27.1 | 31.2 | 34.3 | 32.4 | 30.4
725316 | Decatur Airport | Illinois | -1.5 | 3.3 | Dry-Bulb (F) | 27.3 | 26.2 | 28.6 | 31 | 29.5 | 28.3 | 32 | 30.7 | 36.2 | 41.2 | 37.2 | 34.6 | 38.8 | 38.8 | 46.3 | 51.6 | 46.5 | 41.1 | 49 | 49 | 56.8 | 60.9 | 57.3 | 52.3 | 56.2 | 58.2 | 66.7 | 70.4 | 66.2 | 59.7 | 66.1 | 67.3 | 73.8 | 78.5 | 75 | 68.9 | 64.7 | 68.2 | 79.3 | 83.3 | 78.1 | 68.9 | 71 | 73.3 | 85.9 | 88.3 | 81.5 | 73.5 | 57.4 | 58.5 | 70.6 | 75.6 | 69 | 61 | 48.6 | 48.4 | 58.3 | 61.2 | 55.6 | 51.4 | 37.1 | 35.7 | 42.1 | 45.8 | 41.3 | 38.1 | 25.1 | 24.2 | 28.9 | 32.1 | 28.8 | 26.3
725440 | Moline | Illinois | -7.8 | -2 | Dry-Bulb (F) | 19 | 17 | 22.5 | 28 | 25.1 | 22 | 23.4 | 21.7 | 28.9 | 34.3 | 30.4 | 26.9 | 33.6 | 32.4 | 40.3 | 46.5 | 42.7 | 37.2 | 44.4 | 44.7 | 52.7 | 57.5 | 53.7 | 47.1 | 53.7 | 55.5 | 68.3 | 72.3 | 68.2 | 59.5 | 63.7 | 65.3 | 75.5 | 80.6 | 77.3 | 68.8 | 67.8 | 69.9 | 79.7 | 83 | 79.3 | 71.5 | 66.9 | 68.1 | 78.1 | 82 | 76.7 | 69.6 | 59.4 | 59.2 | 69.8 | 74.9 | 67.7 | 61.6 | 46.2 | 45.8 | 54.5 | 58.3 | 51.9 | 47.5 | 34.3 | 33.6 | 40.1 | 43.9 | 38.6 | 35.6 | 23.3 | 22.2 | 27 | 30.9 | 26.6 | 24.3
724335 | Mount Vernon (AWOS) | Illinois | 3.1 | 9.9 | Dry-Bulb (F) | 31.1 | 30 | 33.5 | 37 | 35 | 33 | 32 | 31.4 | 38.3 | 43 | 37.7 | 34.1 | 32.6 | 32.9 | 40.9 | 44.9 | 41.6 | 35.8 | 43 | 44.6 | 54.2 | 57.5 | 53.3 | 46.6 | 62 | 63.3 | 71.4 | 75.2 | 71.9 | 65 | 66.5 | 70.2 | 82.1 | 86.6 | 80.6 | 69.9 | 66.7 | 70.3 | 81.1 | 82.9 | 77.5 | 69.2 | 69 | 71.2 | 83.5 | 87.5 | 81 | 72.4 | 66.3 | 67.3 | 78.4 | 82 | 74.4 | 67.3 | 52.7 | 52.9 | 62.6 | 66.6 | 59.9 | 54.9 | 44.2 | 43.5 | 50.9 | 54.6 | 48.9 | 46.1 | 34.9 | 33.6 | 38.2 | 41.7 | 38 | 35.5
725320 | Peoria | Illinois | -5.4 | 0.1 | Dry-Bulb (F) | 18.6 | 17.2 | 23 | 28.2 | 24.6 | 21.7 | 23.6 | 21.5 | 28.5 | 33.5 | 30.2 | 26.9 | 34.4 | 33.5 | 41.1 | 47 | 43.9 | 38.5 | 47.2 | 46.9 | 54.2 | 59.6 | 56.3 | 51 | 55.7 | 57.2 | 68 | 71.2 | 67.7 | 60.3 | 62.1 | 64.6 | 74.9 | 78.8 | 75.2 | 66.5 | 66.9 | 69.1 | 79.6 | 83.3 | 78.2 | 70.2 | 65.4 | 65.8 | 76 | 80.9 | 75.6 | 68.8 | 58 | 58.4 | 70.5 | 75.3 | 68.3 | 60.8 | 45 | 44.5 | 55.8 | 60.5 | 53.6 | 48 | 34.5 | 33.6 | 40.5 | 44.5 | 39 | 35.5 | 25 | 25 | 30 | 32.8 | 28 | 25.4
724396 | Quincy Muni Baldwin Fld | Illinois | -2.9 | 2.5 | Dry-Bulb (F) | 23.4 | 22.5 | 26.1 | 30.5 | 27.9 | 25.2 | 27.3 | 26.5 | 31.8 | 36.2 | 32.3 | 29.1 | 40.9 | 40.4 | 46.2 | 50.2 | 46.9 | 42.6 | 50.3 | 49.2 | 56.1 | 60.8 | 58.3 | 53.3 | 58.3 | 59.2 | 67.8 | 70.8 | 67.4 | 61.6 | 64.2 | 66 | 74 | 78 | 75 | 67.8 | 66.4 | 67.9 | 76.6 | 80 | 76.3 | 69.8 | 69.2 | 69 | 77.7 | 82.8 | 78.7 | 71.9 | 65 | 64.8 | 74.8 | 79.7 | 74.4 | 67.5 | 49.5 | 48.6 | 58.6 | 62.9 | 56.3 | 52 | 41 | 40.1 | 45.9 | 49.9 | 44.9 | 42.4 | 31.6 | 29.9 | 34.2 | 38.2 | 35.2 | 33.4
725430 | Rockford | Illinois | -9.6 | -3.6 | Dry-Bulb (F) | 13.8 | 11.9 | 16.2 | 20.1 | 17.8 | 16.4 | 16.3 | 15.4 | 21.1 | 26.1 | 22.8 | 19.2 | 31.7 | 30.7 | 38.3 | 43.7 | 40.2 | 34.5 | 43.4 | 43.4 | 51.1 | 55.3 | 51.9 | 47.1 | 50.8 | 54.5 | 67.8 | 70.8 | 65.5 | 55.8 | 60.1 | 63.1 | 73.6 | 76.8 | 73.3 | 64.2 | 65.2 | 68.4 | 80.2 | 83.8 | 79.1 | 69.7 | 64.4 | 65.6 | 75.5 | 79.5 | 74.8 | 67.7 | 58.3 | 58.8 | 68.2 | 72.3 | 66.4 | 59.9 | 43.5 | 44.5 | 54.5 | 58.5 | 51 | 46 | 31.7 | 30.6 | 37.2 | 42.2 | 37.8 | 34.2 | 21.2 | 19.9 | 25.1 | 29 | 24.9 | 22.5
724390 | Springfield | Illinois | -3.3 | 2.6 | Dry-Bulb (F) | 20.2 | 19.1 | 23.9 | 28.1 | 24.9 | 22.1 | 21.9 | 20.7 | 26.1 | 31 | 28.5 | 25.5 | 40 | 39.4 | 47.2 | 52.1 | 48.3 | 43.4 | 48.7 | 48.8 | 56.8 | 61.6 | 57.9 | 52.4 | 57 | 59.7 | 70 | 73.3 | 69.1 | 61 | 67 | 68.8 | 78.2 | 82.7 | 79.2 | 71.1 | 70.2 | 71.7 | 80.4 | 83.9 | 79.9 | 73.2 | 66.4 | 68.6 | 79.7 | 83.2 | 77.2 | 68.9 | 59.6 | 60 | 71.6 | 76.3 | 69.3 | 62.4 | 46.6 | 47.2 | 57.9 | 63.1 | 55.6 | 49.8 | 42.2 | 40.7 | 47.2 | 51.3 | 46.4 | 43.4 | 29.4 | 28 | 34.8 | 39.2 | 34.7 | 32.1
725326 | Sterling Rockfalls | Illinois | -8.1 | -1.5 | Dry-Bulb (F) | 12.5 | 10.9 | 13.4 | 16.9 | 14.5 | 13.1 | 27.6 | 27.2 | 34 | 38.1 | 34.2 | 30.4 | 34.8 | 34.1 | 43.2 | 48.8 | 43.7 | 38.9 | 45.4 | 45.7 | 54.2 | 58.2 | 54.5 | 48.1 | 49.1 | 52.2 | 63.9 | 67.7 | 63.7 | 53.6 | 62.8 | 66.1 | 76.7 | 80.6 | 75.8 | 67.5 | 66.4 | 69.4 | 79.5 | 83.4 | 78.6 | 70.4 | 61.6 | 63.2 | 74 | 77.6 | 72.5 | 64.3 | 58.1 | 59.5 | 73.5 | 78 | 69.9 | 61.5 | 47.2 | 47.5 | 58.6 | 62.3 | 54.7 | 49.1 | 37.8 | 36.7 | 48.7 | 54.4 | 45.2 | 39.4 | 26.1 | 24.4 | 28.7 | 32.8 | 29.7 | 28.1
725305 | W. Chicago/Du Page | Illinois | -6.4 | -0.2 | Dry-Bulb (F) | 26.4 | 25.1 | 31.4 | 35.9 | 31.9 | 29.9 | 28.6 | 28.4 | 34.1 | 38.3 | 34.7 | 30.8 | 34 | 33.3 | 41.8 | 46 | 41.3 | 36.9 | 42.8 | 44.4 | 54 | 55.2 | 50.8 | 45.2 | 51.5 | 54.1 | 62.4 | 65.5 | 61.5 | 55.7 | 66.9 | 70.5 | 80.5 | 82.4 | 78.4 | 71 | 64.9 | 68.1 | 77.1 | 80.1 | 76 | 67.9 | 64.9 | 67 | 76.5 | 80.4 | 74.7 | 67.8 | 56.7 | 57.5 | 67.1 | 71.2 | 64.9 | 58.9 | 45.3 | 45.6 | 55.9 | 60.6 | 53.9 | 48.1 | 37.8 | 37.2 | 48.2 | 53.1 | 44.6 | 40 | 19.7 | 19.9 | 23.4 | 25.3 | 22.6 | 20.8
724320 | Evansville | Indiana | 3.7 | 9.9 | Dry-Bulb (F) | 30.9 | 29.3 | 34.2 | 38.1 | 34.8 | 32.7 | 31.6 | 31.2 | 37.7 | 43.1 | 38.6 | 33.8 | 41 | 40.2 | 48.9 | 54.6 | 50.4 | 44.6 | 51.3 | 51.9 | 62.7 | 68.2 | 62.6 | 55.7 | 57.5 | 60.4 | 71.3 | 74 | 69.3 | 61.2 | 67.1 | 70.3 | 80.2 | 83.3 | 79 | 71.1 | 72.1 | 73.9 | 83.2 | 86.6 | 82.5 | 75.2 | 68.6 | 70.6 | 81.4 | 84.7 | 78.7 | 71.3 | 59.7 | 60.5 | 74.1 | 78.5 | 71.7 | 63.2 | 49.8 | 50.7 | 62.4 | 65.9 | 58.3 | 52.9 | 44.1 | 43.9 | 52.1 | 55.8 | 49.1 | 45 | 30.7 | 30.1 | 36.4 | 39.9 | 36.2 | 33.4
725330 | Fort Wayne | Indiana | -3.6 | 1.9 | Dry-Bulb (F) | 20.7 | 19.9 | 21.7 | 24.6 | 23.5 | 22.2 | 22.3 | 20.8 | 24.6 | 28.1 | 26 | 23.3 | 33.9 | 32.4 | 38 | 44.6 | 42.3 | 36.9 | 42.9 | 42.3 | 52.6 | 59.2 | 56.6 | 47.6 | 55.5 | 55.3 | 63.4 | 68.9 | 66.7 | 59 | 63 | 63.8 | 72.8 | 78 | 76.4 | 68.2 | 65.8 | 66.7 | 75.9 | 80.7 | 77.7 | 70.2 | 65.6 | 65.2 | 74.6 | 80 | 76.4 | 67.6 | 58.1 | 57.4 | 68.1 | 74.1 | 69.4 | 60.6 | 45.7 | 45.1 | 54.8 | 60.1 | 55 | 48.6 | 37.1 | 35.9 | 40.1 | 44.2 | 40.9 | 38.6 | 24.6 | 23.8 | 25.4 | 28.2 | 26.7 | 25.1
725335 | Grissom AFB/Peru | Indiana | -3.9 | 3.4 | Dry-Bulb (F) | 27 | 26 | 28.4 | 32.6 | 30.4 | 27.7 | 25.5 | 24.7 | 29.2 | 35.3 | 32.2 | 27.9 | 33.6 | 32.1 | 37.2 | 41.7 | 40 | 35.6 | 41.1 | 40.9 | 49.4 | 54.8 | 51.8 | 44.5 | 51.6 | 51.7 | 62.5 | 68.1 | 65.7 | 57 | 65.4 | 65.4 | 75.8 | 80.3 | 78.2 | 70.3 | 67.4 | 67.4 | 78.3 | 83.9 | 81.1 | 72.2 | 63 | 62.4 | 71.4 | 75.7 | 73.2 | 66.2 | 55.5 | 54.5 | 66.6 | 73 | 68.2 | 59.2 | 47.5 | 46.3 | 56.8 | 62.8 | 56.8 | 50.5 | 36.7 | 36 | 40.5 | 44 | 39.5 | 36.7 | 34.9 | 33 | 35.6 | 39.6 | 36.4 | 34.8
724380 | Indianapolis | Indiana | -1.8 | 4.1 | Dry-Bulb (F) | 22.2 | 21.3 | 23.3 | 27.7 | 26 | 23.4 | 23.6 | 22.3 | 25.7 | 31.5 | 30.1 | 26.5 | 38.9 | 37.3 | 43.8 | 50 | 48.1 | 42.9 | 45.9 | 44.7 | 54.9 | 60.6 | 58.7 | 51.1 | 57.9 | 56.4 | 66.8 | 72.9 | 70.7 | 62.1 | 66.3 | 66.4 | 75 | 80 | 78.2 | 70.3 | 69.4 | 69.2 | 79.1 | 84.3 | 81.9 | 73.8 | 67.3 | 67.1 | 76.8 | 81.8 | 78.6 | 70.3 | 58.8 | 57.7 | 66.9 | 73.4 | 69.4 | 62.4 | 48.4 | 46.3 | 53.1 | 60.9 | 57 | 51.2 | 38.3 | 36.6 | 42.1 | 46.8 | 43.2 | 40 | 27 | 25.9 | 27 | 31.6 | 30.7 | 28.4
724386 | Lafayette Purdue Univ AP | Indiana | -3.9 | 3.1 | Dry-Bulb (F) | 24.7 | 23.2 | 25.5 | 30.7 | 28.8 | 25.9 | 22.9 | 21.9 | 27.6 | 33.7 | 30.6 | 26.2 | 40.6 | 39.9 | 44.8 | 49.8 | 48.3 | 42.9 | 50.1 | 48.7 | 55.4 | 60.3 | 59.3 | 53.8 | 55.1 | 55.6 | 62.5 | 67.3 | 66.3 | 58.8 | 63.8 | 64.4 | 73.1 | 77.3 | 74.6 | 67.6 | 67.6 | 67.9 | 78.8 | 83.8 | 81 | 71.6 | 67.1 | 66.4 | 76.6 | 82.5 | 78.8 | 70.6 | 58.6 | 57.4 | 67.8 | 74.7 | 70.6 | 62.3 | 49.2 | 47.6 | 55.7 | 61.2 | 57 | 51.5 | 43.7 | 41.9 | 46.5 | 51.6 | 48.7 | 45.3 | 16.8 | 15.7 | 18.1 | 22.1 | 21.1 | 18.5
725350 | South Bend | Indiana | -1.9 | 3.5 | Dry-Bulb (F) | 24.5 | 23.7 | 25.3 | 29.5 | 28.3 | 26.3 | 25.4 | 24.6 | 27.5 | 31.7 | 29.6 | 26.6 | 36.7 | 36.2 | 41.4 | 46.2 | 43.8 | 39.4 | 43.7 | 43.2 | 52.2 | 58.9 | 55.2 | 47.7 | 55.8 | 56.3 | 67.3 | 71.7 | 69.1 | 60.9 | 63.2 | 63.6 | 71.5 | 76.8 | 75.3 | 67.5 | 68.5 | 68.5 | 77.6 | 81.9 | 80 | 72.5 | 67.1 | 67.1 | 76.3 | 81 | 77.2 | 69.4 | 58.8 | 57.2 | 66.3 | 72.5 | 68.9 | 61.7 | 47.3 | 46.6 | 53.6 | 59 | 54.3 | 49.5 | 40 | 38.9 | 42.4 | 46.4 | 43.6 | 41.2 | 28.3 | 27.6 | 29.4 | 32.5 | 31 | 29.4
724373 | Terre Haute Hulman Region | Indiana | -1.3 | 5.1 | Dry-Bulb (F) | 21.1 | 19.7 | 21.8 | 25.8 | 24.3 | 21.7 | 29.1 | 27.7 | 31.8 | 38.4 | 35.5 | 31.7 | 40.6 | 39.3 | 44.9 | 50.5 | 48.6 | 43.3 | 52.1 | 51.5 | 59 | 64.5 | 62.5 | 55.2 | 52.8 | 52.6 | 64.7 | 70.6 | 68.3 | 58.5 | 65.8 | 65.8 | 73.4 | 78.2 | 76.1 | 68.8 | 68.9 | 69.3 | 81.1 | 86.9 | 84.3 | 73.3 | 72 | 71.8 | 82.5 | 88.6 | 84.4 | 74.9 | 61.7 | 60.8 | 72.5 | 79.4 | 74.2 | 64.6 | 48.4 | 47.1 | 56.9 | 62.9 | 57.2 | 51.5 | 45.1 | 43.4 | 47.8 | 52.5 | 48.4 | 45.6 | 31.8 | 30.5 | 34.5 | 40.2 | 36.7 | 33.4
725455 | Burlington Municipal AP | Iowa | -4.4 | 0.2 | Dry-Bulb (F) | 19.9 | 17.3 | 21.3 | 26.7 | 22.8 | 20.8 | 21 | 19.6 | 24.7 | 30.2 | 27.6 | 23.8 | 39.3 | 38.3 | 48.1 | 53.8 | 49.5 | 43.3 | 51.1 | 50.2 | 59.9 | 66.2 | 62.7 | 56.1 | 57.6 | 58.5 | 66.1 | 69.5 | 65.8 | 60.2 | 67.9 | 70.3 | 79.9 | 84.3 | 80.4 | 71.9 | 73.9 | 76.6 | 86.6 | 90.6 | 85.8 | 77.5 | 69.1 | 69.2 | 78.2 | 83.1 | 78.6 | 71.9 | 63.4 | 63.6 | 75.5 | 79.3 | 73 | 66.3 | 47.7 | 47 | 55.9 | 60.6 | 54.9 | 50.5 | 41.5 | 39.5 | 46.7 | 52.2 | 46.6 | 43.4 | 24.7 | 23.6 | 28 | 32.9 | 28.7 | 26.2
725450 | Cedar Rapids Municipal AP | Iowa | -10.7 | -4.7 | Dry-Bulb (F) | 15.6 | 15.8 | 18.2 | 20.8 | 19.3 | 17.9 | 24.4 | 23.2 | 26.6 | 30.3 | 28.5 | 25.9 | 34.1 | 32.5 | 41.6 | 47.9 | 43.7 | 38.3 | 45 | 44.8 | 52.3 | 56.8 | 53.7 | 48.3 | 53.2 | 54.3 | 62.8 | 65.9 | 63.4 | 56.7 | 65.6 | 67.5 | 76.9 | 81.9 | 78.3 | 69.5 | 64.4 | 65.6 | 73.9 | 78.1 | 74.9 | 67.9 | 63.5 | 65 | 76.2 | 79.8 | 74.7 | 67 | 57.5 | 57.8 | 70.4 | 75.9 | 69.1 | 61.1 | 47.5 | 46.4 | 54.8 | 59.2 | 53.9 | 49.7 | 37.6 | 36.6 | 42.2 | 46.3 | 41 | 38.5 | 10.5 | 9.6 | 11.8 | 14.3 | 11.8 | 10.3
725473 | Clinton Muni (AWOS) | Iowa | -8.4 | -1.9 | Dry-Bulb (F) | 18.5 | 18.1 | 21.2 | 24.1 | 21 | 19.5 | 30.2 | 29.2 | 33.9 | 38.4 | 34.6 | 31.2 | 31.4 | 30.4 | 36.2 | 40.5 | 37.3 | 33.6 | 44.2 | 44.2 | 52.4 | 57.5 | 53.9 | 47.6 | 50.3 | 51.1 | 60.4 | 65.8 | 62.4 | 54.6 | 62.6 | 65.5 | 75.2 | 78.3 | 73.2 | 66.2 | 65.9 | 68.7 | 79.3 | 83.6 | 78.5 | 69.4 | 70.2 | 71.7 | 80.9 | 84 | 78.6 | 72.4 | 60.1 | 60.7 | 71.8 | 75.7 | 69 | 62.2 | 42.9 | 43 | 54.4 | 59.5 | 51.5 | 45.6 | 32 | 31.2 | 36.2 | 38.5 | 34.3 | 31.8 | 18.5 | 17.9 | 21.6 | 24.5 | 21.1 | 19.4
725460 | Des Moines | Iowa | -7.8 | -2.9 | Dry-Bulb (F) | 17.7 | 15.8 | 20.5 | 27.6 | 24.6 | 20.5 | 18.9 | 17.6 | 22.8 | 28.6 | 26.1 | 22.3 | 35.4 | 34.4 | 40.9 | 45.7 | 42.7 | 38 | 44.6 | 43.8 | 53.6 | 60.1 | 57.1 | 49 | 55.8 | 56.7 | 67.9 | 72.5 | 69.3 | 61.6 | 65.7 | 67.1 | 76.8 | 80.9 | 78.1 | 71.1 | 70.5 | 70.8 | 79.6 | 84.3 | 81.3 | 75 | 67.6 | 67.6 | 77.2 | 81.8 | 77.3 | 71.1 | 60.5 | 60.1 | 69.7 | 75.7 | 70.6 | 63.7 | 44.1 | 43 | 52.7 | 58.1 | 52.6 | 47.1 | 35.8 | 34.3 | 41 | 46.7 | 41.5 | 38.2 | 22.8 | 21.7 | 25.8 | 30.5 | 26.9 | 24.1
725470 | Dubuque Regional AP | Iowa | -9.2 | -3.6 | Dry-Bulb (F) | 15.2 | 12.9 | 16.1 | 20.1 | 17.9 | 16.3 | 20.3 | 19.4 | 24.4 | 28 | 24.5 | 21.2 | 31.8 | 31.3 | 35.8 | 40 | 37.5 | 33.9 | 38.3 | 38.4 | 45.8 | 50.7 | 47.3 | 41.7 | 51.5 | 52.6 | 60.3 | 63.8 | 61.1 | 55.5 | 61.4 | 63.6 | 73 | 76.7 | 73.2 | 65.6 | 63.4 | 65 | 73.2 | 75.8 | 73 | 66.6 | 63.6 | 64.5 | 74.8 | 78.7 | 73 | 66.4 | 58 | 58 | 67.7 | 72.3 | 66.2 | 60.5 | 44.7 | 42.8 | 53.5 | 59.1 | 52.4 | 47.7 | 26.6 | 25.6 | 30.4 | 33.9 | 30.5 | 27.8 | 20.4 | 19.7 | 23.4 | 26.6 | 23.2 | 21.1
725490 | Fort Dodge (AWOS) | Iowa | -12.2 | -7.1 | Dry-Bulb (F) | 16 | 14.7 | 17 | 21.3 | 19.7 | 17.6 | 27.9 | 26.7 | 31 | 35.7 | 32.6 | 29.6 | 28.6 | 27.4 | 33.6 | 38.6 | 35.8 | 31.1 | 42.2 | 41.7 | 49.9 | 55.5 | 52.6 | 45.6 | 53.8 | 55.3 | 66.5 | 70.7 | 67.1 | 58.9 | 62.9 | 65.1 | 74 | 77.1 | 73.2 | 66.3 | 68 | 68.6 | 79 | 83.7 | 79.7 | 71.3 | 63 | 63.7 | 75 | 79.8 | 74.8 | 66.1 | 58.2 | 57.8 | 68.5 | 74.6 | 68.5 | 61 | 43.3 | 42.4 | 56.6 | 63.6 | 55.6 | 47.6 | 31.2 | 30.3 | 35.4 | 39.5 | 35.5 | 32.1 | 15.4 | 14.4 | 17.4 | 20.1 | 17.9 | 16.4
725485 | Mason City | Iowa | -15 | -9.7 | Dry-Bulb (F) | 11.3 | 10.6 | 14.8 | 20.1 | 16.2 | 12.5 | 12.7 | 12.1 | 16.3 | 21.6 | 19 | 15.2 | 31.5 | 30.5 | 35.5 | 40.3 | 37.2 | 32.8 | 40.5 | 40.7 | 49 | 54.9 | 51.3 | 44 | 52.2 | 53.6 | 62.3 | 67.1 | 64.2 | 56.2 | 59.5 | 62.3 | 72.9 | 77.5 | 73.9 | 64.7 | 65.3 | 67.9 | 77.9 | 82.1 | 78.9 | 69 | 62.2 | 63.4 | 73.6 | 77.6 | 72.4 | 64.7 | 56.1 | 56.4 | 65.5 | 71.2 | 66 | 58.6 | 40.8 | 40.8 | 51 | 56.3 | 49.1 | 42.8 | 30.6 | 30 | 35.3 | 38.7 | 33.6 | 31.3 | 15.1 | 15 | 18.2 | 21.9 | 18.6 | 16.2
725465 | Ottumwa Industrial AP | Iowa | -5.5 | -0.3 | Dry-Bulb (F) | 22.6 | 21.1 | 25.3 | 31.1 | 28.2 | 24.6 | 19.2 | 17.1 | 23.3 | 29.4 | 26.1 | 21.5 | 35.4 | 33.2 | 41.5 | 48.8 | 45.4 | 39.7 | 47.6 | 46.7 | 53.2 | 59.3 | 57.3 | 51.4 | 53.8 | 53.4 | 61.3 | 64.9 | 62.7 | 57.3 | 66.7 | 68 | 76.8 | 81.4 | 77.9 | 70 | 70.2 | 71.6 | 80.7 | 84.6 | 80.8 | 73.2 | 60.5 | 61.4 | 71 | 74.9 | 70.6 | 62.7 | 58.4 | 58.4 | 69.6 | 76.4 | 69.2 | 61.5 | 45.9 | 45.3 | 54.9 | 59.4 | 53.1 | 48.4 | 38.7 | 37.1 | 44.3 | 49.8 | 44.1 | 40.8 | 11 | 10.3 | 13.1 | 16.2 | 13.1 | 11.1
725570 | Sioux City | Iowa | -10.4 | -5.3 | Dry-Bulb (F) | 14.6 | 12.5 | 16.6 | 22.7 | 20.1 | 17.3 | 24.6 | 22.8 | 28.4 | 35.1 | 31.7 | 27.2 | 31.7 | 29.7 | 37.2 | 43.6 | 40.9 | 35.1 | 44.5 | 43.3 | 52.3 | 60.4 | 57.7 | 49.2 | 54.5 | 55 | 65.1 | 70.4 | 68.3 | 59.8 | 63.2 | 63.5 | 73.9 | 80.3 | 78.7 | 69.1 | 68.2 | 68 | 79.8 | 86 | 83.6 | 73.5 | 65.9 | 65.6 | 74.3 | 79.7 | 76.6 | 69.7 | 57 | 55.8 | 67.8 | 75.4 | 69.8 | 61.7 | 44.3 | 42.1 | 52.9 | 60.3 | 54.4 | 47 | 32.3 | 31 | 35.6 | 41.1 | 37 | 33.6 | 20.8 | 19.1 | 21.9 | 27.5 | 24.2 | 21.6
726500 | Spencer | Iowa | -14.9 | -9.4 | Dry-Bulb (F) | 12.6 | 11.6 | 13.2 | 17.6 | 14.5 | 13.1 | 20.3 | 18.8 | 22.6 | 26.4 | 24.6 | 21.8 | 25.9 | 25.4 | 29.9 | 33.9 | 31.7 | 27.6 | 44 | 43.1 | 51.9 | 57.4 | 54.3 | 47.3 | 50.3 | 51.7 | 60.8 | 66.1 | 63.3 | 55.4 | 58.6 | 61.2 | 71.8 | 76.1 | 73.2 | 63.4 | 65.4 | 66.4 | 75.3 | 80.4 | 77.1 | 68.2 | 60.6 | 61.3 | 73.1 | 77.9 | 73.5 | 64.1 | 53.2 | 52.4 | 63 | 68.6 | 63.3 | 55.3 | 41.3 | 40.8 | 52.4 | 58.8 | 50.5 | 44.2 | 33.1 | 31.8 | 38.6 | 43.8 | 37.9 | 33.9 | 4.9 | 4.5 | 7.7 | 11.1 | 8.3 | 6.5
725480 | Waterloo | Iowa | -13.8 | -8.3 | Dry-Bulb (F) | 12.7 | 11 | 16 | 20.9 | 17.2 | 13.7 | 15.1 | 14.2 | 18.2 | 23.7 | 21 | 17.6 | 29.8 | 29.1 | 37.6 | 44.4 | 39.9 | 33.4 | 42.7 | 41.7 | 52.2 | 58.6 | 54.6 | 46.9 | 51.7 | 52.6 | 63.6 | 68.4 | 64.5 | 56.4 | 61.5 | 63.8 | 74.2 | 78.5 | 75.2 | 66.4 | 67.4 | 68.4 | 78.3 | 82.6 | 79.4 | 71.2 | 63.2 | 64.5 | 76.5 | 81.1 | 77 | 67.2 | 56.4 | 56.9 | 69.4 | 74.8 | 68.3 | 60.7 | 46.1 | 45.2 | 54.6 | 59.8 | 53.5 | 48 | 33.1 | 31.8 | 37.7 | 42.3 | 37.4 | 34.9 | 21.7 | 20.6 | 24.6 | 28.8 | 24.6 | 22.3
724580 | Concordia Blosser Muni AP | Kansas | -1.7 | 4.2 | Dry-Bulb (F) | 22.9 | 21.5 | 25.7 | 33 | 29.2 | 25.3 | 29.9 | 27.2 | 35.7 | 45.6 | 39.6 | 32.8 | 40.1 | 38.5 | 47.5 | 55.8 | 51.8 | 44.2 | 49.5 | 47.8 | 57.2 | 63.6 | 60.2 | 53.1 | 60 | 60.7 | 69.1 | 74.8 | 71 | 63.7 | 68.1 | 68.2 | 78.1 | 85 | 81.3 | 72.5 | 74.2 | 74.1 | 86.6 | 93.4 | 89.9 | 79.5 | 70.4 | 69.4 | 79.7 | 85.1 | 80.8 | 73.5 | 63 | 61.3 | 73.6 | 80.9 | 76 | 67.4 | 50 | 48.3 | 57.8 | 64.7 | 58.8 | 53.1 | 39.7 | 37.8 | 44.7 | 51.2 | 45.6 | 41.9 | 31.7 | 29.5 | 36.1 | 43.5 | 37.8 | 34
724510 | Dodge City | Kansas | 0.9 | 6.2 | Dry-Bulb (F) | 21.8 | 20.5 | 25.5 | 32.2 | 27 | 23.2 | 30 | 28.3 | 35.6 | 43.8 | 39.1 | 32.2 | 36.4 | 34.5 | 44.9 | 53.2 | 48.5 | 39.9 | 48.6 | 47.8 | 59.1 | 67.4 | 63.2 | 53 | 55.9 | 55.7 | 68 | 74.5 | 70.4 | 60.2 | 66.4 | 65.9 | 76.9 | 83.7 | 81 | 71.6 | 72.1 | 71.6 | 84.2 | 91.9 | 87.8 | 77 | 67.8 | 67.3 | 78.4 | 86.9 | 82.8 | 72.3 | 61.4 | 59.5 | 72.9 | 81.1 | 75.1 | 65.9 | 48.4 | 46.4 | 60.4 | 69.8 | 61.5 | 52.2 | 34.9 | 33.6 | 45 | 53.8 | 44.1 | 37.8 | 28.8 | 26.1 | 34.8 | 45.1 | 37.7 | 32.1
724550 | Fort Riley Marshall AAF | Kansas | -1.4 | 6 | Dry-Bulb (F) | 27 | 24.7 | 34.1 | 42.7 | 37.1 | 30.8 | 26 | 23.7 | 33 | 42.2 | 37.1 | 30 | 42.2 | 40.7 | 50 | 57 | 53 | 45.6 | 49.2 | 48.7 | 61.9 | 69.5 | 65.2 | 54.8 | 56.2 | 56.5 | 64.4 | 68.3 | 65.7 | 59.6 | 70 | 71.2 | 82.1 | 88 | 84.3 | 74.5 | 71.8 | 72.3 | 81.3 | 87.1 | 84 | 75.1 | 71.4 | 70.9 | 83.1 | 89.8 | 84.4 | 74.9 | 62.4 | 61.4 | 75 | 80.5 | 74.2 | 66.6 | 54.6 | 52.5 | 64.5 | 72.5 | 64.4 | 57.4 | 41 | 38.7 | 48.3 | 55.6 | 48.8 | 42.8 | 32.3 | 31.3 | 37.7 | 44.7 | 38.6 | 33.9
724515 | Garden City Municipal AP | Kansas | -0.1 | 6.2 | Dry-Bulb (F) | 26.6 | 25.9 | 32.8 | 41.1 | 34.7 | 29.1 | 28.7 | 27.3 | 33.9 | 41.9 | 38.6 | 32.1 | 29.7 | 26.6 | 39.2 | 50 | 46.5 | 35 | 47.7 | 45.9 | 57.6 | 67 | 64.4 | 53.2 | 51.4 | 51.2 | 64.4 | 71.8 | 68.4 | 57.4 | 67.3 | 66.6 | 80.3 | 89 | 85.9 | 73.2 | 68.4 | 67.6 | 80.4 | 88.3 | 85 | 73.3 | 66.1 | 65.3 | 73.4 | 80.7 | 78 | 69.6 | 58.3 | 56.7 | 68.6 | 77.1 | 72 | 61.7 | 44.8 | 41.9 | 59 | 69.8 | 61.3 | 50 | 33 | 31.3 | 43.6 | 53.6 | 44.3 | 36.3 | 27.4 | 25.9 | 37.1 | 49.2 | 38.9 | 30.8
724650 | Goodland | Kansas | -2.9 | 2.9 | Dry-Bulb (F) | 18.8 | 17.3 | 29.9 | 37.7 | 26.6 | 21.4 | 24.7 | 24.1 | 35.1 | 40.5 | 33.3 | 28.3 | 33.8 | 34.1 | 46.8 | 52.8 | 45.2 | 37.2 | 44 | 45.2 | 59.5 | 65.3 | 58.5 | 48.7 | 50.8 | 53.4 | 64.5 | 70 | 63 | 54.7 | 58.1 | 62.1 | 74.8 | 80.1 | 73.5 | 63.1 | 64.2 | 67.3 | 82.8 | 88.1 | 80.6 | 69.7 | 62.8 | 64.9 | 79.2 | 85.4 | 76.6 | 66.7 | 56 | 57.1 | 71.7 | 77.7 | 67.9 | 59.4 | 42.1 | 43.1 | 60.1 | 65.4 | 54.3 | 45.8 | 33.7 | 33.3 | 47.8 | 50.8 | 37.4 | 34.6 | 21.8 | 21.3 | 30.3 | 34 | 26.4 | 23.5
724517 | Great Bend (AWOS) | Kansas | 3.1 | 8.7 | Dry-Bulb (F) | 25.6 | 24.5 | 28.6 | 34.2 | 30.8 | 26.1 | 33.2 | 31.6 | 40.1 | 49.7 | 45.2 | 37.1 | 30 | 27.8 | 38.7 | 46.4 | 43.3 | 34.3 | 50 | 48.8 | 60.8 | 68.8 | 65 | 55.1 | 52.2 | 52.9 | 64.1 | 71 | 67 | 57 | 69 | 69.4 | 81.2 | 88.2 | 84.6 | 74.3 | 70.4 | 70.3 | 83 | 89.2 | 86.1 | 75.4 | 66.6 | 65.7 | 76.1 | 82.4 | 78.7 | 70.1 | 63.5 | 61.8 | 75.6 | 83.3 | 77.5 | 67.8 | 49.4 | 47.7 | 59.8 | 66.8 | 60.1 | 52.3 | 38.5 | 36.3 | 48.4 | 57.9 | 48.6 | 40.9 | 27.9 | 26.5 | 36.4 | 46.9 | 38 | 31.5
724518 | Hays Muni (AWOS) | Kansas | 2.8 | 7.3 | Dry-Bulb (F) | 24.3 | 23.1 | 30.7 | 38.7 | 32.4 | 26.7 | 31.2 | 29.2 | 39.9 | 50.4 | 45.3 | 35.6 | 36.4 | 34.9 | 42.3 | 48.9 | 46.2 | 39.6 | 47.5 | 46.2 | 54.2 | 60 | 57.3 | 50.5 | 52.1 | 52.6 | 64.4 | 72 | 67.8 | 57.2 | 63.3 | 63.6 | 76.9 | 84.8 | 80.7 | 68.8 | 72.3 | 71.8 | 87.8 | 96.6 | 92.8 | 79.5 | 69.3 | 68.2 | 81.5 | 90.3 | 85.7 | 74.6 | 63.8 | 62.3 | 74.3 | 82.9 | 77.5 | 67.7 | 47.9 | 46.5 | 59.8 | 67.5 | 59.6 | 50.6 | 39.5 | 38.2 | 46.8 | 54.7 | 47.3 | 41 | 25.1 | 24.9 | 35.1 | 46.4 | 37 | 28.3
724516 | Liberal Muni (AWOS) | Kansas | 7 | 11.7 | Dry-Bulb (F) | 24.6 | 24.1 | 32.4 | 42.5 | 35.9 | 27 | 34 | 30.3 | 43.7 | 57 | 50.3 | 38.9 | 30.6 | 27.7 | 40.9 | 51.7 | 47.7 | 36.4 | 45.1 | 44.3 | 57.1 | 64.5 | 60.6 | 50 | 57.4 | 56.9 | 67.6 | 75.1 | 72.4 | 62.3 | 66.6 | 66.2 | 75.7 | 82.9 | 80.6 | 71.5 | 70.9 | 69.9 | 82.8 | 91.3 | 89.2 | 77.4 | 66 | 63.8 | 77.8 | 85.5 | 82.3 | 71 | 62.2 | 59.9 | 75.4 | 84.7 | 79.1 | 67 | 45.8 | 45.2 | 53.3 | 59.2 | 54.8 | 48.2 | 38.3 | 37.1 | 48.1 | 56.9 | 48.1 | 40.7 | 28.9 | 27.3 | 37.9 | 50.3 | 40.4 | 31.5
724505 | Mcconnell AFB | Kansas | 4.2 | 10.8 | Dry-Bulb (F) | 29.6 | 28.1 | 32.2 | 37.4 | 34.6 | 31.3 | 31.9 | 30.2 | 35.2 | 40.9 | 38.6 | 34.3 | 37.5 | 35.5 | 40.8 | 47.2 | 45 | 40.5 | 47.4 | 47 | 55.9 | 61.2 | 58.1 | 51.2 | 60.6 | 61.2 | 70.8 | 76.7 | 73.6 | 65.4 | 71.7 | 72.1 | 81.6 | 86.7 | 82.8 | 75.1 | 75 | 74.9 | 87.2 | 93.3 | 89.2 | 80 | 69.7 | 68.7 | 79.6 | 86.4 | 82 | 73.4 | 66 | 64.5 | 78.2 | 86.5 | 80.5 | 70.4 | 53.5 | 52.3 | 64.8 | 71.8 | 65.1 | 57.6 | 38.1 | 36.3 | 41.7 | 46.5 | 42.8 | 39.5 | 33.6 | 31.4 | 37.8 | 44.2 | 39.9 | 36.2
724585 | Russell Municipal AP | Kansas | -1.6 | 4.8 | Dry-Bulb (F) | 22.8 | 20.4 | 27.4 | 37.4 | 32.1 | 26.1 | 22.5 | 20.6 | 28 | 37.7 | 33.3 | 26.8 | 39.1 | 37 | 47.5 | 56.8 | 52.8 | 43.7 | 49.2 | 47.5 | 57.8 | 64.6 | 61 | 52.6 | 59.5 | 59.6 | 68.3 | 75.1 | 72.1 | 63.8 | 63.9 | 65.2 | 77.2 | 83.5 | 79.8 | 68.6 | 70.5 | 69.8 | 83.1 | 90.7 | 87.2 | 75.2 | 71.2 | 70.6 | 83.8 | 90.9 | 85.4 | 75.9 | 58.3 | 57.1 | 67.2 | 74.4 | 69.5 | 61.5 | 50.2 | 47.8 | 59.6 | 67.7 | 61.9 | 53.4 | 38.1 | 36.6 | 44.8 | 52.9 | 46.2 | 40.7 | 30.2 | 28.9 | 34.4 | 43.3 | 37 | 32.1
724586 | Salina Municipal AP | Kansas | -0.2 | 6.6 | Dry-Bulb (F) | 26.1 | 24 | 29.7 | 37.2 | 32.1 | 27.2 | 26.1 | 24.8 | 31.1 | 38.2 | 34.8 | 29.3 | 39.6 | 37.9 | 45.1 | 52.4 | 49.6 | 43.1 | 48.1 | 46.4 | 55.9 | 62.8 | 60.8 | 52.4 | 57.2 | 57.9 | 68.8 | 74.2 | 70.9 | 62.1 | 69.2 | 69.6 | 80.9 | 87.4 | 84.7 | 74.8 | 70.8 | 70.9 | 81.5 | 87.3 | 84.2 | 75.7 | 75.7 | 74.4 | 85.1 | 92.5 | 88.7 | 79.7 | 67.1 | 65.4 | 78.2 | 85.9 | 81.3 | 71.5 | 51.2 | 48.9 | 60.1 | 68.1 | 61.9 | 54.4 | 42.8 | 39.6 | 53.3 | 64.4 | 55.1 | 46.8 | 32.2 | 31 | 35.2 | 42.8 | 38.8 | 33.8
724560 | Topeka | Kansas | -1.6 | 4.4 | Dry-Bulb (F) | 23.3 | 22.2 | 28.9 | 35.5 | 31.3 | 26.6 | 32.5 | 30.3 | 37.2 | 45.1 | 41.4 | 35.3 | 36.1 | 35.1 | 43.7 | 51.8 | 48 | 39.8 | 51.4 | 50.5 | 58.7 | 65.4 | 62.4 | 55.7 | 58.7 | 59.7 | 68.9 | 73.8 | 71 | 63.2 | 67.4 | 68 | 77.1 | 82.5 | 79.7 | 72.2 | 70.8 | 71.4 | 81.3 | 85.7 | 82.2 | 74.6 | 68.9 | 69.4 | 79.5 | 84.5 | 79.8 | 71.6 | 62.6 | 61.8 | 73.1 | 79.9 | 73.6 | 65.6 | 50.4 | 49.1 | 60 | 66.1 | 59.2 | 52.9 | 38.9 | 37.8 | 48.3 | 55.3 | 48.2 | 41.3 | 26.1 | 24.8 | 31.5 | 38.4 | 32.3 | 27.6
724565 | Topeka Forbes Field | Kansas | 0.8 | 6.7 | Dry-Bulb (F) | 25.8 | 24.5 | 28.6 | 33 | 30.2 | 27.5 | 29.6 | 27.4 | 36.3 | 45.1 | 40 | 33.3 | 42.1 | 40.9 | 49.6 | 56.2 | 52.7 | 45.2 | 48.7 | 48.6 | 59.4 | 65.1 | 61.4 | 53.3 | 54.9 | 57 | 69.1 | 74.3 | 69.9 | 59.7 | 67.6 | 69.3 | 79.4 | 84.3 | 80.3 | 71.4 | 72.1 | 72.4 | 79.9 | 84.5 | 81.7 | 75 | 65.1 | 65.3 | 74.8 | 80.4 | 75.9 | 67.8 | 66.1 | 65.4 | 76.7 | 82.7 | 77 | 69.2 | 47.5 | 46.2 | 56.4 | 62.5 | 55.7 | 49.9 | 43 | 41.1 | 54.1 | 63 | 53.3 | 46.3 | 25.5 | 23.6 | 30 | 36.4 | 31.9 | 27.6
724500 | Wichita | Kansas | 2.6 | 8.7 | Dry-Bulb (F) | 28 | 26.5 | 31.6 | 38.6 | 34.3 | 29.5 | 34.8 | 32.7 | 40.7 | 48.7 | 44.3 | 37.3 | 41.4 | 39.6 | 49.8 | 57.3 | 53.2 | 45.4 | 48.6 | 48 | 56.7 | 62.7 | 59.7 | 52.4 | 56.8 | 56.9 | 66.9 | 72.4 | 68.8 | 61.1 | 68.3 | 67.8 | 78 | 84.8 | 81.4 | 73.3 | 72.8 | 72.8 | 84.7 | 91.6 | 87.1 | 77.8 | 69.6 | 69.3 | 79.1 | 86.2 | 82.5 | 73.9 | 63.9 | 62.4 | 75.1 | 82.2 | 77.5 | 68.6 | 53.2 | 51.6 | 62.1 | 69.5 | 62.9 | 55.9 | 42.5 | 40.7 | 48.8 | 55.4 | 49.3 | 44.6 | 30.5 | 29.1 | 36.4 | 43.6 | 36.8 | 32
746716 | Bowling Green Warren Co A | Kentucky | 7 | 13.9 | Dry-Bulb (F) | 27.2 | 26.5 | 29.8 | 32.6 | 30.1 | 28.3 | 38.5 | 38.5 | 44.7 | 49.7 | 45.6 | 41.3 | 36.1 | 35.5 | 44.1 | 49 | 45.1 | 40.3 | 49.3 | 50.5 | 59.3 | 62.2 | 58.6 | 52.5 | 60.2 | 62 | 69.8 | 72.3 | 68.8 | 63 | 67 | 69.5 | 78.5 | 80.8 | 77.1 | 70.9 | 68.9 | 70.9 | 79.5 | 83.1 | 78.9 | 71.9 | 69.6 | 71.2 | 82.8 | 85.9 | 80.6 | 73.4 | 66.9 | 68.3 | 79.5 | 83.7 | 76.9 | 70.2 | 57.8 | 57.6 | 64.4 | 68.2 | 63.2 | 59.5 | 44.1 | 43.9 | 54.6 | 58.7 | 52 | 46.2 | 33.9 | 34 | 39 | 42.2 | 38 | 34.1
724210 | Covington (Cin) | Kentucky | 0.9 | 7.5 | Dry-Bulb (F) | 24.9 | 24.2 | 27.7 | 32.5 | 30 | 26.7 | 27.7 | 26.6 | 31.1 | 37.4 | 35.4 | 30.2 | 41 | 38.5 | 43.9 | 50.8 | 49.4 | 44.4 | 47.3 | 46.2 | 56 | 61.2 | 58.4 | 51.3 | 59.4 | 59.3 | 68.6 | 72.6 | 70.4 | 63.1 | 65.5 | 65.6 | 73.9 | 78.6 | 76.6 | 69.2 | 67.6 | 68.2 | 78.5 | 83.6 | 80.9 | 72.1 | 66 | 65.9 | 75.6 | 81.5 | 77.9 | 69.4 | 60 | 58.8 | 67.4 | 72.5 | 68.5 | 62.3 | 46.6 | 44.9 | 55.2 | 60.8 | 55.4 | 49.5 | 42.1 | 40.6 | 46.4 | 51.5 | 47.6 | 43.7 | 31.3 | 30 | 33.1 | 38 | 35.7 | 33.5
724240 | Fort Knox Godman AAF | Kentucky | 6.7 | 13.3 | Dry-Bulb (F) | 33.7 | 32.8 | 36.8 | 42.2 | 39.5 | 36.1 | 32.6 | 31.7 | 36.3 | 43 | 40.9 | 36 | 35.2 | 32.8 | 40.3 | 45.3 | 43.9 | 39 | 46.2 | 46.3 | 54.8 | 58.4 | 56.4 | 49.9 | 60.2 | 60 | 69.2 | 74.3 | 71.7 | 64.6 | 65.5 | 66.3 | 75.7 | 79.5 | 76.3 | 69.3 | 72.4 | 72.2 | 82.2 | 88.4 | 84.9 | 76.1 | 64.8 | 64.3 | 75.4 | 80.7 | 77.1 | 68.4 | 59.4 | 58.4 | 75.3 | 82.5 | 75.6 | 64 | 51.2 | 49.9 | 62.7 | 70.6 | 63.2 | 55.5 | 39.6 | 38.5 | 44.3 | 49.5 | 45.1 | 40.9 | 32.8 | 31.8 | 35.8 | 41.4 | 38.6 | 35.1
724236 | Jackson Julian Carroll AP | Kentucky | 7.6 | 14.1 | Dry-Bulb (F) | 32.9 | 31.7 | 35 | 39.7 | 36.5 | 33.7 | 38.4 | 36.5 | 39.5 | 45.6 | 44.5 | 40.5 | 40.7 | 39.2 | 44.9 | 51.6 | 48.7 | 43.7 | 54.3 | 53.2 | 62.2 | 69.1 | 64.6 | 59 | 60 | 59 | 67.3 | 72.1 | 68.4 | 63.6 | 67 | 66.5 | 74.3 | 77.8 | 75.8 | 70.6 | 69.5 | 69.4 | 78.3 | 83.1 | 78.1 | 72.4 | 68.8 | 67.1 | 75.6 | 82.1 | 78.9 | 72.7 | 58.6 | 57 | 67.5 | 73.7 | 68.2 | 62.1 | 53.3 | 51.9 | 60.4 | 65.9 | 60.2 | 55.6 | 47 | 45.3 | 51.2 | 57.7 | 54.3 | 49.9 | 38.7 | 37.5 | 41.9 | 48.5 | 45.1 | 41.7
724220 | Lexington | Kentucky | 4.5 | 10.6 | Dry-Bulb (F) | 26.1 | 25.3 | 29.3 | 34.4 | 32.2 | 28.5 | 30.2 | 29.3 | 32.5 | 36.6 | 35 | 31.7 | 42.4 | 40.6 | 47.7 | 54.3 | 51.8 | 45.5 | 49.4 | 48.5 | 56.6 | 62 | 60.1 | 54 | 58.8 | 59 | 68.4 | 71.7 | 69.1 | 62.4 | 67.1 | 67.4 | 76.3 | 80.5 | 77.8 | 70.7 | 69.8 | 70 | 79.5 | 83.4 | 79.8 | 73.2 | 69.1 | 68.9 | 78.2 | 82.3 | 78.1 | 72.1 | 61.1 | 60.1 | 69 | 74.3 | 70.6 | 64 | 50.3 | 48.9 | 57.5 | 64.3 | 58.9 | 52.7 | 43.9 | 42.5 | 49.8 | 55.1 | 50.8 | 45.9 | 30.4 | 29 | 32.8 | 37.5 | 34.9 | 32.4
724230 | Louisville | Kentucky | 6.7 | 12.5 | Dry-Bulb (F) | 28.6 | 27.7 | 31.5 | 37.1 | 34.4 | 31 | 31.4 | 30.1 | 33 | 38.1 | 36.4 | 32.5 | 44.2 | 40.7 | 46.7 | 54.2 | 53.4 | 47.7 | 50.1 | 48.2 | 57.3 | 63.4 | 61.6 | 54.4 | 60 | 59.1 | 69.3 | 74.9 | 72 | 64.8 | 68.6 | 68.6 | 78.3 | 83.1 | 80.8 | 73.8 | 71.8 | 71.5 | 81.3 | 85.4 | 82.8 | 75.9 | 69.3 | 68.6 | 77.3 | 83.4 | 80.5 | 73.3 | 64 | 62.3 | 70.7 | 75.7 | 72 | 66.4 | 53.8 | 51.7 | 59.8 | 67 | 63 | 57 | 41.7 | 40.4 | 46.6 | 52.7 | 49.3 | 44.6 | 36 | 34.9 | 38.1 | 43.3 | 40.3 | 37.2
724235 | Louisville Bowman Field | Kentucky | 6.9 | 13.1 | Dry-Bulb (F) | 29.7 | 27.3 | 29.4 | 34.8 | 34.7 | 31.4 | 37.7 | 36.6 | 42.3 | 48.5 | 46.3 | 41.3 | 46.2 | 44.4 | 50.6 | 56.3 | 54.5 | 48.5 | 54.3 | 54.2 | 62.1 | 67.5 | 65.5 | 59 | 64.2 | 64.1 | 71.7 | 77 | 74.9 | 68.4 | 67.5 | 68 | 77.4 | 81.6 | 79.9 | 72 | 70.1 | 69.5 | 77 | 81.8 | 78.9 | 73.2 | 69.4 | 69 | 78.5 | 83.8 | 81.4 | 73.7 | 61.4 | 60.5 | 70.4 | 76.6 | 72.4 | 64.7 | 53.7 | 52.2 | 56.7 | 61.8 | 59.9 | 55.2 | 48.5 | 47.8 | 51.8 | 57.2 | 54.8 | 50.5 | 35.1 | 34 | 37.5 | 41.3 | 39.2 | 36.1
724350 | Paducah Barkley Regional | Kentucky | 7.9 | 13.8 | Dry-Bulb (F) | 34.3 | 33 | 37.5 | 41.7 | 37.6 | 35.3 | 33 | 32.3 | 40.1 | 45 | 39.8 | 35.5 | 42.7 | 42.9 | 52.4 | 57.1 | 51.8 | 45.6 | 55 | 55.1 | 64.1 | 69.1 | 64.2 | 58.2 | 59.2 | 60.3 | 68.8 | 73.2 | 68.1 | 61.5 | 69.5 | 72.7 | 83 | 84.9 | 80.4 | 72.9 | 71.6 | 73.9 | 84.7 | 87.2 | 82.2 | 74.4 | 68.1 | 69.9 | 80.1 | 83 | 77.4 | 70.9 | 58.3 | 59.9 | 74.3 | 79 | 69.5 | 60.5 | 52.5 | 53.4 | 65.8 | 70.1 | 60.8 | 54.6 | 46.2 | 45.9 | 54.6 | 58.8 | 51.6 | 47.7 | 38.9 | 38.5 | 44.3 | 48.5 | 43.2 | 40.9
722485 | Barksdale AFB | Louisiana | 22.5 | 26.8 | Dry-Bulb (F) | 39.4 | 38.5 | 45.4 | 51.4 | 46.9 | 41.4 | 44.8 | 43.4 | 52.9 | 60.7 | 56.2 | 48.6 | 45 | 43.7 | 54.8 | 61.6 | 57.4 | 49.8 | 54.4 | 54.5 | 65.3 | 71.5 | 66.8 | 59.2 | 69.2 | 69.9 | 77.2 | 80.9 | 76.5 | 71.3 | 72.9 | 74.1 | 83.6 | 87.3 | 82.9 | 76 | 75 | 75.6 | 85.4 | 89.4 | 85.4 | 77.6 | 71 | 71.6 | 82 | 86.1 | 81 | 73.5 | 68 | 68 | 78.4 | 83.6 | 78.7 | 71.6 | 54.7 | 54.4 | 68.5 | 74.8 | 65.8 | 58.6 | 55.4 | 53.9 | 63.3 | 69.4 | 63.8 | 58.5 | 42.3 | 41.7 | 48.2 | 53.6 | 48.9 | 44.2
722317 | Baton Rouge | Louisiana | 27 | 30.6 | Dry-Bulb (F) | 47.2 | 46.1 | 51.8 | 56.9 | 52.5 | 48.9 | 47.4 | 46.1 | 53.7 | 58.6 | 55.1 | 49.6 | 56.1 | 55.7 | 66.3 | 71.5 | 66.5 | 60 | 59.3 | 60.9 | 73.1 | 76.9 | 71.4 | 63.8 | 69.6 | 70.5 | 79.6 | 82.8 | 78.8 | 72.7 | 71.5 | 73.3 | 84.6 | 87.8 | 82.5 | 75.8 | 74.9 | 76.3 | 85.6 | 87.9 | 82.3 | 77.3 | 74.5 | 75.5 | 85.9 | 86.6 | 82.1 | 77 | 69.9 | 70.7 | 82 | 85.1 | 79.2 | 72.3 | 59.5 | 59.7 | 72.7 | 78.1 | 69.7 | 62.5 | 54.5 | 53.9 | 63.1 | 67.6 | 61.3 | 56.2 | 44.1 | 43.5 | 52.6 | 58.4 | 52.2 | 46.6
747540 | England AFB | Louisiana | 26 | 29.6 | Dry-Bulb (F) | 46.1 | 45.5 | 53.6 | 59.9 | 54.5 | 49 | 42.8 | 40.2 | 50.4 | 57.2 | 53.2 | 47.1 | 57.1 | 56.8 | 65.7 | 72.2 | 66.9 | 59.9 | 60.1 | 61.1 | 71.6 | 75.5 | 70.5 | 63.7 | 65.8 | 67.3 | 78.9 | 83.2 | 77.9 | 69.7 | 69.8 | 72.7 | 84.5 | 88.5 | 83.3 | 73.6 | 75.2 | 76.6 | 86.8 | 89.7 | 85.6 | 78.5 | 70.9 | 72.4 | 85.1 | 88.2 | 81.6 | 73.7 | 67.7 | 68.4 | 83.2 | 88.2 | 79.4 | 71.2 | 61.6 | 61.4 | 73.1 | 78.1 | 70.6 | 63.9 | 54.9 | 53.9 | 65.2 | 71.4 | 62.5 | 56.8 | 43.8 | 42.4 | 52.8 | 60.9 | 53.4 | 47.3
722390 | Fort Polk AAF | Louisiana | 26.6 | 30.1 | Dry-Bulb (F) | 45 | 43.8 | 50.1 | 55.8 | 50.9 | 46.7 | 48.6 | 47.6 | 55.4 | 62.5 | 57.6 | 51.4 | 47.9 | 47.4 | 57.3 | 63.9 | 59.4 | 51.7 | 60.1 | 61 | 72.5 | 77 | 71.4 | 63.7 | 69.8 | 70.8 | 77.5 | 79.9 | 76.2 | 71.7 | 72.3 | 74.2 | 83.3 | 85.1 | 80.4 | 74.5 | 74.3 | 75.5 | 85.4 | 87.9 | 82.1 | 76.5 | 72 | 73 | 83.8 | 85.8 | 80.6 | 74.7 | 67.9 | 68.1 | 80.6 | 83.8 | 77.1 | 70.3 | 60.3 | 60.7 | 73.1 | 78.4 | 70.3 | 63.6 | 55.2 | 54.6 | 64.3 | 70 | 62.3 | 57.5 | 39.1 | 38.7 | 44.7 | 49.7 | 44.7 | 40.2
722405 | Lafayette Regional AP | Louisiana | 28 | 32.1 | Dry-Bulb (F) | 53.2 | 51.4 | 57.1 | 62.4 | 58.8 | 54.6 | 45.5 | 43.7 | 52.7 | 58.6 | 54.2 | 48.7 | 51.1 | 50.4 | 60.4 | 65.2 | 60.7 | 54.8 | 60.2 | 60.3 | 69.6 | 74.4 | 68.9 | 62.8 | 67.2 | 69.6 | 80.5 | 83.1 | 77.6 | 70.8 | 72.6 | 74.2 | 81 | 82.7 | 78.9 | 74.5 | 75.8 | 77.7 | 86.1 | 86.3 | 82.7 | 77.8 | 77 | 78.5 | 89 | 91.2 | 84.3 | 78.8 | 71.2 | 71.3 | 84.4 | 87.9 | 81.2 | 74.1 | 62.1 | 61.8 | 73.2 | 77.6 | 70.6 | 64.9 | 59.5 | 59 | 67.2 | 71.6 | 65 | 61 | 46.7 | 46.1 | 55.7 | 61.2 | 55.6 | 49.8
722400 | Lake Charles | Louisiana | 29.1 | 32.6 | Dry-Bulb (F) | 44.8 | 43.7 | 50.9 | 56.2 | 51.4 | 47.3 | 47.2 | 46.8 | 53.2 | 59.4 | 54.9 | 49.5 | 56.6 | 56.6 | 64.1 | 67.6 | 63.7 | 58.6 | 61.2 | 62.4 | 72.6 | 76 | 70.1 | 63.4 | 68.8 | 70.1 | 78.1 | 81.3 | 76.8 | 71.1 | 74.8 | 76.9 | 85.1 | 86.6 | 82 | 76.6 | 75.5 | 77 | 85.2 | 87.1 | 81.7 | 76.9 | 76.1 | 77.1 | 86.6 | 89.2 | 83.2 | 77.8 | 71.6 | 72.3 | 82.7 | 85.1 | 78.9 | 73.8 | 60.6 | 60.5 | 72.6 | 77.5 | 69.5 | 62.8 | 56.1 | 55.2 | 64 | 67.9 | 61.5 | 57.9 | 48.5 | 47.7 | 54.7 | 60 | 54.3 | 50.4
722486 | Monroe Regional AP | Louisiana | 22.9 | 27 | Dry-Bulb (F) | 41.5 | 39.8 | 44.8 | 50.3 | 47.2 | 43.4 | 49.6 | 48.8 | 58.1 | 64.8 | 59.4 | 52.9 | 50.1 | 49 | 56 | 61.7 | 58.7 | 53.7 | 56.5 | 56.5 | 66.5 | 72.3 | 68.6 | 60.7 | 64.7 | 66.1 | 76.4 | 81.4 | 76.9 | 68.8 | 70.5 | 72.3 | 82.5 | 85 | 80.4 | 72.7 | 75.2 | 77 | 87.3 | 91.1 | 86.5 | 78.5 | 74.7 | 75.5 | 85.8 | 90.6 | 85.2 | 77.5 | 65.5 | 65.7 | 79.9 | 84.8 | 77 | 68.7 | 59.4 | 59 | 71 | 76.5 | 68.2 | 61.9 | 50.5 | 49.3 | 62.9 | 69.3 | 59.4 | 53 | 41.2 | 39.9 | 49.3 | 56.4 | 49.1 | 44.1
722310 | New Orleans | Louisiana | 30.6 | 34.4 | Dry-Bulb (F) | 45.5 | 44.9 | 52.4 | 56.2 | 51.9 | 48.2 | 51.7 | 51 | 57.5 | 61.7 | 57.7 | 53.8 | 60.2 | 60 | 66.7 | 70.2 | 65.9 | 61.9 | 62.5 | 64.7 | 74.4 | 76.7 | 71.6 | 66.2 | 68.7 | 71.8 | 80.1 | 81.8 | 76.8 | 71.7 | 75.8 | 78.3 | 84.9 | 84.9 | 82.2 | 78.1 | 77.1 | 79.5 | 85.3 | 85.8 | 82.9 | 79.1 | 77.5 | 78.9 | 86.7 | 88.2 | 83.6 | 79.2 | 73.2 | 74 | 81.4 | 83.5 | 78.7 | 75.2 | 63.2 | 63.9 | 72.6 | 75.3 | 69 | 65.1 | 62 | 61.9 | 69.2 | 72.1 | 65.6 | 62.9 | 51.3 | 50.7 | 57.5 | 60.5 | 54.8 | 52.4
722316 | New Orleans Alvin Callend | Louisiana | 30 | 33.7 | Dry-Bulb (F) | 49.4 | 48.1 | 55.8 | 59.4 | 55 | 50.8 | 54.3 | 54.8 | 60.6 | 63.8 | 60.1 | 56 | 54.6 | 54.9 | 63.7 | 66.9 | 62.5 | 57.3 | 62.4 | 63.9 | 73.1 | 75.6 | 70.2 | 64.3 | 69.3 | 72.2 | 81.8 | 83.1 | 77.8 | 72.5 | 74.4 | 77.7 | 84.4 | 83.6 | 79.1 | 75.4 | 75.3 | 78.1 | 85.4 | 86 | 81.6 | 77 | 74.4 | 76.9 | 86.7 | 87.5 | 81.4 | 76.2 | 70.9 | 72.6 | 82.2 | 84.1 | 77.3 | 72.6 | 62.2 | 63.7 | 74.2 | 75.9 | 68 | 63.4 | 59.6 | 60.3 | 71.7 | 74.3 | 65.9 | 61.5 | 52.2 | 52.5 | 59.3 | 62.4 | 56.3 | 52.3
722315 | New Orleans Lakefront AP | Louisiana | 35.6 | 38.9 | Dry-Bulb (F) | 54.5 | 53.2 | 56.9 | 60.6 | 58.5 | 56.4 | 55.1 | 54.2 | 60.2 | 64.2 | 60.6 | 57.2 | 57.1 | 56.4 | 62.3 | 65.5 | 62.5 | 58.8 | 63.1 | 62.6 | 68.2 | 71.1 | 68.8 | 65.1 | 74.3 | 75 | 81.6 | 84.2 | 80 | 76.2 | 78.2 | 79.5 | 85.2 | 86.2 | 83.3 | 80 | 80.4 | 81.3 | 86 | 87 | 84.9 | 81.4 | 79.5 | 79.9 | 85.4 | 87.3 | 83.1 | 80.5 | 76.7 | 77.1 | 83.3 | 85 | 81.8 | 78.7 | 68.1 | 68.1 | 74.5 | 76.6 | 72.7 | 69.7 | 56.8 | 56.1 | 62 | 64.9 | 60.6 | 57.9 | 52.2 | 50.4 | 55.6 | 58.9 | 56.3 | 54.2
722480 | Shreveport | Louisiana | 22.7 | 26.7 | Dry-Bulb (F) | 38.9 | 36.8 | 43.7 | 50.1 | 46 | 41.6 | 44 | 42.3 | 51.2 | 58.5 | 53.7 | 47.3 | 53.4 | 52.4 | 60.6 | 66.6 | 63.7 | 57 | 60 | 59.5 | 69.3 | 75.5 | 70.4 | 63.3 | 66.1 | 66.9 | 75.3 | 80.5 | 77 | 70 | 71.1 | 72.7 | 83.3 | 86.7 | 81.2 | 73.8 | 75.2 | 76.4 | 85.4 | 89.1 | 85.3 | 78.2 | 76.4 | 76.5 | 86.7 | 91.6 | 86.1 | 79.3 | 69.9 | 69.5 | 81.1 | 86.6 | 80.5 | 73.3 | 55.8 | 55.2 | 67.7 | 73.8 | 66.2 | 59.3 | 52.9 | 51.9 | 61.7 | 68.1 | 60.9 | 55.6 | 39 | 38.6 | 48.3 | 55.6 | 48.4 | 42.1
726185 | Augusta Airport | Maine | -3.4 | 1 | Dry-Bulb (F) | 8.1 | 6.1 | 10.2 | 15.5 | 12.6 | 9.8 | 12.9 | 11 | 17.9 | 23.7 | 19.8 | 16 | 33.6 | 33 | 40.4 | 45.6 | 41.2 | 36.2 | 39.8 | 40.2 | 46.9 | 50.4 | 46.3 | 42.3 | 48.3 | 50 | 57.6 | 61.3 | 56.8 | 51.4 | 56.1 | 58.1 | 65.3 | 67.3 | 64 | 58.2 | 61.3 | 63.1 | 70.5 | 73.7 | 69.6 | 63.8 | 63.3 | 64.5 | 72.5 | 75.6 | 70.5 | 65.3 | 60.3 | 60.8 | 69.6 | 73.3 | 67.2 | 62.1 | 46.3 | 46.3 | 51.9 | 54.6 | 50.2 | 47.7 | 37.5 | 36.6 | 41.1 | 44 | 40.7 | 38.5 | 24 | 22.7 | 27.4 | 31.5 | 27.9 | 24.9
726088 | Bangor International AP | Maine | -7.1 | -1.9 | Dry-Bulb (F) | 17.6 | 17.8 | 22.2 | 25.2 | 21.9 | 19.3 | 13.9 | 12.2 | 20.5 | 25.2 | 20.8 | 16 | 26.6 | 26.9 | 33.9 | 37.1 | 33.4 | 29.3 | 37.1 | 39.8 | 48.5 | 49.9 | 44.6 | 39.6 | 45.3 | 49 | 57.2 | 60.2 | 55 | 48.8 | 56.1 | 60.9 | 72 | 75.7 | 69.6 | 60.6 | 64.8 | 68.4 | 78.5 | 81.4 | 75 | 68 | 60.8 | 62.7 | 71.7 | 75.4 | 69.1 | 63.4 | 52.3 | 54.1 | 62.9 | 65.7 | 60.1 | 54.5 | 43.3 | 43.1 | 51.9 | 54.6 | 49.5 | 45.9 | 35.7 | 35.6 | 40.6 | 42.9 | 38.2 | 35.8 | 24.1 | 23.7 | 29.5 | 33.4 | 28.7 | 26.1
743920 | Brunswick Nas | Maine | -1.9 | 2.5 | Dry-Bulb (F) | 15.6 | 12.3 | 20.1 | 26.7 | 22.9 | 19.3 | 18.7 | 16.7 | 26.2 | 29.7 | 25.1 | 21.1 | 30.8 | 31.1 | 38.2 | 40.7 | 37.2 | 33.9 | 37.7 | 39.4 | 46.5 | 48.3 | 44 | 39.9 | 46.7 | 51 | 62.2 | 63 | 56.7 | 50.6 | 54.9 | 57.6 | 63.3 | 64.9 | 60.4 | 56.7 | 63 | 65.2 | 73.8 | 75.7 | 71.3 | 65.2 | 62.5 | 64.5 | 74.6 | 76.9 | 70.7 | 65.2 | 58.2 | 59.7 | 68.5 | 69.8 | 64 | 60 | 42.5 | 43 | 51.4 | 53.8 | 48.4 | 44.6 | 35 | 33.9 | 40.7 | 43.5 | 38.7 | 36.3 | 24.4 | 24 | 30.1 | 34.3 | 28.5 | 25.1
727033 | Houlton Intl AP | Maine | -16.8 | -11.4 | Dry-Bulb (F) | 4.7 | 3.3 | 10.1 | 14.8 | 9.9 | 6.4 | 12.2 | 10.6 | 18.2 | 23 | 19.2 | 15.4 | 19.4 | 18.5 | 26 | 30.5 | 26.7 | 22.3 | 34.7 | 35.2 | 41.2 | 45.3 | 41.7 | 37.1 | 48 | 51.8 | 62.3 | 65.7 | 61 | 52.5 | 51.5 | 57.8 | 69.2 | 73.3 | 67.3 | 56.1 | 56.9 | 60.7 | 69.4 | 72.9 | 68.2 | 60.8 | 55.1 | 57.7 | 68.7 | 72.7 | 66.5 | 58.7 | 51.9 | 53.6 | 63.6 | 67.6 | 60.5 | 54.6 | 42.9 | 43.3 | 50.6 | 53 | 47.9 | 45 | 27.9 | 27.3 | 32 | 34.2 | 31.2 | 29.5 | 15.2 | 13.9 | 19 | 22.4 | 18.5 | 16.6
726060 | Portland | Maine | -1.6 | 3.2 | Dry-Bulb (F) | 17.6 | 16.4 | 20.8 | 24.1 | 21.6 | 18.8 | 19.7 | 17.8 | 25.3 | 30.6 | 27.3 | 23.2 | 28.1 | 27.6 | 35.3 | 38.5 | 35.3 | 31.7 | 39.3 | 41.3 | 48.1 | 49.5 | 45.3 | 41.3 | 48.9 | 51.4 | 58.5 | 59.6 | 54.9 | 51 | 56.2 | 58.9 | 65.8 | 67.2 | 63.2 | 58.3 | 63.3 | 66.4 | 74.8 | 76.5 | 72.1 | 66.4 | 61.7 | 63.2 | 72.5 | 74.7 | 69.5 | 64 | 51.1 | 53.2 | 63.8 | 65.8 | 58.8 | 54.2 | 42.1 | 42.4 | 51.8 | 53.8 | 48.5 | 44.6 | 33.9 | 33.4 | 39.2 | 42.4 | 37.6 | 35.3 | 22 | 21.7 | 27.5 | 30.5 | 26.8 | 24.5
745940 | Andrews AFB | Maryland | 13.7 | 18.2 | Dry-Bulb (F) | 32.1 | 30.5 | 34.9 | 38.8 | 35.6 | 32.5 | 36 | 35 | 41 | 44.7 | 41 | 38.1 | 36.7 | 36 | 42.3 | 47 | 44.5 | 39.6 | 45.5 | 46.6 | 56.3 | 60.1 | 55.9 | 48.6 | 55.2 | 57.7 | 67.8 | 72.5 | 67.2 | 59.6 | 67.3 | 69.9 | 80.5 | 85 | 77.7 | 69.3 | 71.1 | 72.6 | 81.3 | 85 | 80.2 | 72.9 | 66.8 | 67.9 | 77.2 | 80.1 | 74.9 | 69 | 60.4 | 62.1 | 71.5 | 75.7 | 69.1 | 62.5 | 50.3 | 50.7 | 64 | 68.7 | 58.1 | 52.3 | 38.7 | 37.6 | 47.1 | 51 | 44 | 40 | 39.2 | 38.8 | 44.9 | 48.9 | 42.1 | 39.5
724060 | Baltimore | Maryland | 12.3 | 16.7 | Dry-Bulb (F) | 28.8 | 27.8 | 32.1 | 35.5 | 32.2 | 30.1 | 32.6 | 31.7 | 38.2 | 41.9 | 37.7 | 34 | 41.3 | 40 | 49 | 53.5 | 49.8 | 44.8 | 49.5 | 49.8 | 58.6 | 63.4 | 59.3 | 53.8 | 57.5 | 59 | 69.2 | 73.2 | 69.1 | 61.9 | 65.1 | 67.9 | 78.3 | 82 | 76.8 | 69.7 | 71.3 | 73.7 | 81.3 | 84.5 | 80.5 | 74.4 | 69.1 | 69.9 | 79.5 | 83.6 | 79.5 | 72.6 | 63.8 | 63.9 | 72.5 | 75.7 | 70.7 | 66.1 | 49.3 | 49.1 | 58.7 | 63 | 56.7 | 51.8 | 43.6 | 42.3 | 50.4 | 55.5 | 50.3 | 46.3 | 32.2 | 31.3 | 37.2 | 41.4 | 38 | 34.3
724040 | Patuxent River Nas | Maryland | 16.6 | 20.9 | Dry-Bulb (F) | 39.7 | 39.5 | 44.6 | 46.9 | 43.3 | 40.9 | 39.3 | 38.4 | 43.4 | 46.9 | 43.2 | 40.7 | 45.3 | 45.1 | 53.3 | 56.7 | 52.3 | 47 | 51.7 | 52.1 | 59.7 | 63 | 59.2 | 53.8 | 61.7 | 62.8 | 68.9 | 71.6 | 68.8 | 64 | 68.4 | 70.7 | 79.4 | 82.1 | 77.2 | 70.8 | 73.1 | 74.2 | 80.6 | 83.5 | 79.4 | 74.7 | 72.7 | 74.1 | 81 | 84.1 | 79.7 | 74.8 | 65.7 | 66.1 | 72.7 | 75.1 | 71.1 | 67 | 52.7 | 53.4 | 64.2 | 67.7 | 58.7 | 55.1 | 48.9 | 48.3 | 55.8 | 58.9 | 53.1 | 50.8 | 39 | 38.3 | 44.7 | 47.8 | 42.5 | 39.4
724045 | Salisbury Wicomico Co AP | Maryland | 13.5 | 18.3 | Dry-Bulb (F) | 31.9 | 31.7 | 40.1 | 44.8 | 37.7 | 33.4 | 37.4 | 36.1 | 44.1 | 47.7 | 42.7 | 38.4 | 42.3 | 41.4 | 50.5 | 54.7 | 49.2 | 44.4 | 53.4 | 54 | 64.7 | 69.5 | 63.3 | 55.6 | 55.5 | 59.3 | 71 | 73.9 | 68.3 | 59.1 | 62.8 | 67.2 | 78.9 | 82 | 75.1 | 65.1 | 69.6 | 72.5 | 82.7 | 86.2 | 80.7 | 72.1 | 68.1 | 70.5 | 81.9 | 85 | 78.8 | 70.9 | 63 | 64.2 | 74.7 | 77.5 | 70.5 | 64.6 | 51.7 | 52.7 | 64.9 | 68.3 | 60.1 | 53.6 | 44.8 | 43.8 | 55.8 | 58.8 | 50 | 45.7 | 38.9 | 38.2 | 46.7 | 51.2 | 44.7 | 41.6
725090 | Boston | Massachusetts | 7.7 | 12.3 | Dry-Bulb (F) | 24.5 | 23.9 | 26.8 | 30.2 | 28.5 | 26 | 28.4 | 27.6 | 31.1 | 34.9 | 33.5 | 30.8 | 34.9 | 34.4 | 41.2 | 43.8 | 40.8 | 37.5 | 43.9 | 44.5 | 50.6 | 51.3 | 48.6 | 45.6 | 54.4 | 55 | 61.5 | 63.8 | 61.1 | 57 | 61.3 | 62.9 | 68.7 | 71.3 | 68 | 63.5 | 69.1 | 70.4 | 78 | 79.6 | 75.7 | 71.7 | 66.5 | 67.6 | 74.7 | 76.5 | 72.3 | 68.5 | 59.8 | 60 | 68.3 | 70.8 | 66.4 | 62.3 | 50 | 50.2 | 56.9 | 60 | 55.5 | 51.7 | 41.6 | 40.3 | 44.3 | 46.7 | 44.1 | 42.7 | 33.4 | 32.9 | 36.8 | 39.9 | 37.1 | 35.2
725060 | Otis Angb | Massachusetts | 9.2 | 13.7 | Dry-Bulb (F) | 32.7 | 33.2 | 37.7 | 39.3 | 35.8 | 33.6 | 30.1 | 30.3 | 35.8 | 38.2 | 34.2 | 31.7 | 33.7 | 34.3 | 39.6 | 40.7 | 36.9 | 34.6 | 39.1 | 41.1 | 47.3 | 49 | 44.8 | 40.8 | 48 | 51.7 | 58.8 | 59.8 | 54 | 50 | 57.5 | 61.7 | 68.2 | 69.8 | 64.6 | 59.4 | 65.1 | 67.9 | 75.5 | 77.5 | 72.4 | 67.6 | 69.6 | 70.9 | 77.3 | 78.8 | 73.6 | 70.5 | 56 | 58.2 | 64.9 | 65.5 | 60.1 | 56.6 | 50.9 | 51.4 | 60.6 | 61.3 | 55.4 | 52.6 | 35.1 | 35 | 42.1 | 42.8 | 38.5 | 37.3 | 32.9 | 32.6 | 38.7 | 40 | 36 | 34.5
725073 | Provincetown (AWOS) | Massachusetts | 14.2 | 17.9 | Dry-Bulb (F) | 29.7 | 29.3 | 31.6 | 33.4 | 31.9 | 30.3 | 33.7 | 33.6 | 36.7 | 37.8 | 36 | 35.1 | 31.7 | 32.4 | 37.1 | 38.5 | 35.2 | 33.1 | 43.4 | 44.5 | 48.3 | 49.2 | 45.5 | 44.2 | 47.8 | 50.1 | 55.5 | 57.3 | 52.8 | 49.2 | 57.9 | 59.5 | 64.1 | 66 | 62.5 | 59 | 66.9 | 69.2 | 75.6 | 78.3 | 72.8 | 68.6 | 68.4 | 69.8 | 74.4 | 76.1 | 71.5 | 68.6 | 62.8 | 63.9 | 69.1 | 70.4 | 64.9 | 63.2 | 51.9 | 52.9 | 58.2 | 58.8 | 53.8 | 53.1 | 45.7 | 45.2 | 48.2 | 48.4 | 45.6 | 45.9 | 38.2 | 37.6 | 39.9 | 40.9 | 38.9 | 38.3
725095 | Worchester | Massachusetts | 1.4 | 5.9 | Dry-Bulb (F) | 17.8 | 17.2 | 20.9 | 23.5 | 20.9 | 18.3 | 22.5 | 21.9 | 26.1 | 29.6 | 26.8 | 24.3 | 27.9 | 28.4 | 34.4 | 39.1 | 35.2 | 30 | 38.6 | 39.9 | 46.5 | 50.4 | 46.1 | 40.8 | 51.6 | 53.7 | 61.8 | 64.8 | 60.1 | 53.8 | 57.2 | 59.6 | 67.8 | 71.1 | 67.2 | 60.3 | 64.5 | 66 | 73.9 | 77.2 | 73.9 | 67.3 | 61 | 62.1 | 69.2 | 72.6 | 68.1 | 62.8 | 54.1 | 55.9 | 63.4 | 65.7 | 60.4 | 56.3 | 45.7 | 46.2 | 52.9 | 56.3 | 50.6 | 46.4 | 35.5 | 35.1 | 41.1 | 44.2 | 39.4 | 36.6 | 26.2 | 26 | 30.7 | 32.9 | 30 | 27.6
726390 | Alpena | Michigan | -6.7 | -1 | Dry-Bulb (F) | 17.1 | 16.1 | 20 | 24 | 21.6 | 19 | 15.2 | 14.6 | 19.1 | 23 | 19.9 | 16.5 | 27.3 | 26.3 | 32.5 | 35.6 | 33.1 | 29.3 | 37.2 | 39.2 | 48.4 | 52.6 | 48.4 | 40.8 | 43.8 | 46.2 | 57.3 | 61.4 | 58 | 48.3 | 52.8 | 54.8 | 65.6 | 70.1 | 65.7 | 57.5 | 59.1 | 60.8 | 72.7 | 76.7 | 72.7 | 62.6 | 56 | 57.1 | 70.9 | 75.6 | 69.4 | 59.6 | 53.7 | 53.5 | 63.2 | 67.2 | 62.2 | 55.7 | 39.9 | 40 | 48.8 | 53.2 | 47.7 | 43.2 | 31.5 | 31.6 | 35.4 | 38.9 | 35 | 32.2 | 23.1 | 22.8 | 25.1 | 27.9 | 25.7 | 23.8
727344 | Chippewa Int'l (AWOS) | Michigan | -10.9 | -5.8 | Dry-Bulb (F) | 8.6 | 7 | 9.6 | 15.4 | 13.9 | 11.1 | 18.3 | 16.5 | 19.6 | 24.5 | 23.3 | 20.5 | 19 | 17.3 | 22.8 | 26.2 | 23.8 | 21.2 | 36.5 | 36.4 | 45.7 | 50.4 | 46.9 | 40.5 | 42.1 | 43.4 | 50.8 | 53.2 | 50.8 | 44.7 | 53.7 | 55.8 | 64.1 | 67.6 | 63.6 | 56.6 | 58.3 | 59.3 | 68.3 | 71.2 | 67.7 | 61 | 54.3 | 54.8 | 63.8 | 67.3 | 63.4 | 56.7 | 51.9 | 51.5 | 57.5 | 60.8 | 57.4 | 53.1 | 37.8 | 37.1 | 42 | 45.1 | 41.4 | 38.2 | 32.2 | 31.5 | 34.1 | 36 | 33.8 | 32.9 | 24.5 | 22.7 | 25.4 | 29.8 | 27.6 | 25.8
725375 | Detroit City Airport | Michigan | 3.4 | 8.4 | Dry-Bulb (F) | 22.9 | 21.8 | 23.7 | 27.1 | 25.8 | 24 | 22.8 | 21.6 | 25.4 | 29.9 | 27.6 | 24.6 | 32.6 | 31.5 | 37.1 | 42.5 | 39.9 | 35.3 | 40.5 | 40.8 | 49.7 | 54.5 | 51.4 | 44.4 | 53.9 | 54.1 | 62.2 | 65.9 | 63.3 | 57.7 | 64.4 | 65.2 | 74.8 | 78.4 | 75.9 | 68.3 | 69.2 | 69.6 | 77.7 | 82.7 | 81 | 73.7 | 67.5 | 67.5 | 77.9 | 81.9 | 78.2 | 71.5 | 57.1 | 56 | 65.5 | 70.6 | 66.7 | 59.9 | 48.8 | 47.3 | 55.5 | 59.3 | 55.6 | 51.2 | 42.6 | 41.4 | 44.5 | 47.7 | 45.8 | 43.6 | 28.8 | 27.4 | 30 | 32.9 | 31.1 | 30.1
725370 | Detroit Metro AP | Michigan | 0.2 | 5.3 | Dry-Bulb (F) | 21.7 | 20.9 | 23.7 | 27.9 | 26 | 24 | 22.7 | 20.9 | 24.3 | 28.4 | 26.3 | 23.2 | 32.5 | 31.4 | 37.5 | 42.5 | 39.7 | 35 | 38.9 | 38.8 | 47.3 | 52.1 | 49.4 | 43.3 | 52.4 | 53.3 | 63.6 | 69.3 | 66.4 | 57.3 | 61.6 | 62.9 | 71.5 | 76 | 73.6 | 65.3 | 66.4 | 67.4 | 76.7 | 79.8 | 77.5 | 70.5 | 65.7 | 65.2 | 73.7 | 78.8 | 74.8 | 69 | 57.3 | 57.2 | 66.4 | 71.6 | 67 | 59.7 | 46 | 44.9 | 52.7 | 58.1 | 54.4 | 49.3 | 36.6 | 35.2 | 38.9 | 42.5 | 40.2 | 37.8 | 27.5 | 26.1 | 28.9 | 32.5 | 30.2 | 28.5
725376 | Detroit Willow Run AP | Michigan | 0.8 | 5.9 | Dry-Bulb (F) | 20.5 | 19.8 | 23.5 | 27.9 | 25.1 | 22.4 | 27.3 | 27.1 | 31.9 | 35.2 | 32.2 | 28.6 | 25.1 | 24 | 32.1 | 37.9 | 33.8 | 28 | 42.3 | 42.7 | 53.2 | 58.5 | 54.9 | 46.4 | 51.4 | 53.2 | 66 | 70.7 | 66.3 | 56.8 | 63.5 | 65.7 | 77.2 | 81.8 | 77.4 | 68.4 | 66.5 | 68.2 | 80.4 | 84.6 | 81.3 | 71.8 | 61.2 | 61.4 | 72.2 | 76.5 | 72.5 | 64.3 | 58.2 | 58.1 | 71.8 | 78 | 71.2 | 61.9 | 47.9 | 46.9 | 56 | 61.6 | 56.1 | 50.9 | 35.6 | 34.8 | 40.1 | 43.8 | 40.2 | 37.5 | 23.2 | 22.4 | 25.5 | 29.4 | 26.1 | 24.5
726480 | Escanaba (AWOS) | Michigan | -7.9 | -2.9 | Dry-Bulb (F) | 20.3 | 18.6 | 21 | 25.9 | 24.1 | 21.6 | 19.4 | 18.6 | 23 | 28.1 | 26.2 | 21.9 | 22.1 | 19.6 | 25.5 | 31 | 28.7 | 24.6 | 34.2 | 34 | 40.6 | 43.5 | 42 | 37.2 | 40.6 | 42.3 | 52.7 | 54.5 | 52.8 | 45 | 52.5 | 56.1 | 66.3 | 68.6 | 66.9 | 57.7 | 59 | 61.5 | 69.5 | 72.1 | 70.7 | 63.4 | 54.9 | 54.7 | 64.8 | 68.1 | 65.7 | 58.5 | 48.6 | 48.3 | 58.3 | 62 | 58.1 | 51.5 | 39 | 38.1 | 44.9 | 47.8 | 44 | 39.9 | 32 | 30.9 | 34.9 | 38.8 | 36.4 | 33.4 | 23.2 | 22.2 | 25.1 | 29.1 | 26.7 | 24.4
726370 | Flint | Michigan | -1.7 | 3 | Dry-Bulb (F) | 20.2 | 19 | 22.5 | 26.6 | 24.6 | 22.2 | 21 | 19.8 | 23 | 26.9 | 25.3 | 22.7 | 31.4 | 30.5 | 36.4 | 41.4 | 39.2 | 34.3 | 39.9 | 39.7 | 49.1 | 54.5 | 51.2 | 43.6 | 52.1 | 53 | 63.8 | 69.2 | 66.4 | 56.6 | 59.3 | 61.6 | 71.1 | 75.1 | 71.8 | 63.3 | 64.2 | 65.6 | 75.1 | 79.7 | 77.6 | 68.1 | 62.7 | 62.7 | 73 | 77.1 | 74.4 | 66.7 | 55 | 55.1 | 63.3 | 68.4 | 64.2 | 57.5 | 45.9 | 45.3 | 52.9 | 57.8 | 53 | 48.1 | 34 | 32.6 | 36.3 | 39.2 | 36.7 | 35.5 | 25.2 | 24.9 | 27.5 | 30.6 | 28.1 | 26
726350 | Grand Rapids | Michigan | 0.3 | 5.2 | Dry-Bulb (F) | 19.2 | 19.5 | 21.9 | 25.4 | 23.2 | 21 | 21.4 | 20.4 | 23.6 | 27.6 | 25.5 | 22.8 | 30.7 | 29.1 | 35.3 | 40.1 | 37.6 | 32.9 | 42.8 | 42 | 50.3 | 55.2 | 53 | 45.9 | 51.2 | 52.8 | 63.6 | 69.2 | 66.5 | 56.6 | 60.8 | 62.1 | 71 | 75.8 | 73.5 | 64.8 | 65.4 | 65.7 | 75 | 80.5 | 78.6 | 69.4 | 62.7 | 62.6 | 71.4 | 76.8 | 74.1 | 66.1 | 56.3 | 55.6 | 65.5 | 69.9 | 65.6 | 58.6 | 43.2 | 42.8 | 49.7 | 54.8 | 50.2 | 45.5 | 38.6 | 38 | 40.9 | 43.8 | 40.5 | 38.6 | 24.4 | 24.3 | 26.5 | 29.4 | 27.9 | 25.7
727440 | Hancock Houghton Co AP | Michigan | -5.8 | -0.9 | Dry-Bulb (F) | 10 | 9.1 | 9.9 | 11.9 | 11 | 10.2 | 14.2 | 13 | 14.4 | 16.9 | 16.1 | 15.6 | 30.7 | 30 | 34.1 | 37.8 | 35.4 | 31.9 | 35.8 | 35.8 | 40.9 | 44.2 | 41.5 | 37.3 | 43.6 | 45 | 54.2 | 56.7 | 54 | 45.5 | 54.2 | 55.1 | 62.7 | 66.5 | 64.2 | 57 | 60.6 | 61.6 | 68.1 | 73.1 | 70.8 | 63.2 | 60.2 | 60.1 | 67.2 | 70.7 | 67.9 | 61.3 | 55.6 | 54.5 | 61.1 | 65.4 | 61 | 56.3 | 37.7 | 37.1 | 39.8 | 42.3 | 39.8 | 37.7 | 32.1 | 31.6 | 32.8 | 35.3 | 33.5 | 32.3 | 21.3 | 21.1 | 21.5 | 22.9 | 22.5 | 21.9
726380 | Houghton Lake | Michigan | -8.1 | -2.2 | Dry-Bulb (F) | 13.2 | 11.8 | 16.4 | 22.5 | 19.3 | 15.4 | 14.1 | 13.1 | 18.4 | 24.7 | 21.8 | 17.4 | 27.8 | 27.4 | 32.6 | 37.9 | 35.6 | 31.2 | 36.5 | 37.3 | 46.7 | 51.1 | 47.8 | 40.2 | 48.8 | 49.8 | 60.2 | 66.3 | 64 | 54.4 | 55 | 57.3 | 65.9 | 71.5 | 69.2 | 60.2 | 60.9 | 62.5 | 73 | 77.6 | 75.4 | 66 | 58.8 | 59.5 | 71.7 | 76.5 | 72.3 | 62.7 | 52.7 | 52.5 | 60.5 | 65.9 | 62.3 | 55 | 41.4 | 40.7 | 47.3 | 51.7 | 47.8 | 43.1 | 31.8 | 31.4 | 35 | 38 | 35.7 | 33.1 | 23.1 | 23.2 | 25.7 | 28.6 | 26.4 | 24.2
727445 | Ironwood (AWOS) | Michigan | -16 | -9.4 | Dry-Bulb (F) | 7.4 | 6.5 | 8.9 | 11.9 | 9.7 | 8.4 | 19.1 | 17.9 | 23.8 | 27.7 | 24.4 | 20.4 | 19.1 | 18.3 | 26.4 | 30.2 | 26.9 | 22.4 | 39 | 40.4 | 52.7 | 57 | 51.8 | 43 | 43.1 | 45.9 | 52.7 | 55.5 | 53.5 | 46.4 | 52.7 | 56.4 | 66.9 | 69.3 | 66.8 | 56.4 | 62.5 | 65.5 | 74.5 | 77.1 | 74 | 65.3 | 58.8 | 60.5 | 70.3 | 74.3 | 70.1 | 61.8 | 53.9 | 54.2 | 61.1 | 65.1 | 60.7 | 55.8 | 36.6 | 36.2 | 40.4 | 42.5 | 39 | 37.1 | 31.8 | 30.1 | 33.4 | 36.5 | 33.9 | 32.7 | 20.4 | 20.2 | 22.4 | 25.6 | 23.4 | 21.3
725395 | Jackson Reynolds Field | Michigan | -2.1 | 3.5 | Dry-Bulb (F) | 24.9 | 23.7 | 25.7 | 29.8 | 28 | 26.4 | 18.2 | 16.9 | 22.2 | 26.8 | 24.4 | 20.9 | 37.2 | 35.5 | 43.9 | 49.9 | 47.2 | 40.8 | 45.4 | 44.8 | 52.6 | 57.2 | 54.6 | 48.8 | 55.1 | 55.3 | 63.6 | 67.1 | 65.6 | 59 | 60.3 | 61.8 | 72.5 | 76.4 | 74.2 | 65.3 | 64.9 | 66.7 | 78.9 | 82.9 | 80 | 69.8 | 64.7 | 64.2 | 74.4 | 79.2 | 75.4 | 67.8 | 55.8 | 55.3 | 64.2 | 69.3 | 64.2 | 57.3 | 48.1 | 47 | 56.1 | 62 | 56.2 | 49.7 | 38.3 | 37.3 | 42.1 | 45.5 | 42.1 | 39 | 23.3 | 22.3 | 24.9 | 28.3 | 25.4 | 23.9
725390 | Lansing | Michigan | -3.5 | 2.2 | Dry-Bulb (F) | 19.2 | 18.9 | 22.1 | 25.9 | 23.3 | 20.6 | 17.2 | 16.9 | 21.8 | 26.7 | 24.1 | 20.4 | 31.7 | 30.7 | 36.4 | 41.3 | 39.2 | 34 | 41.4 | 41.7 | 50.6 | 55.6 | 52.7 | 45.1 | 52.1 | 52.8 | 64.4 | 69.7 | 66.9 | 56.3 | 58.5 | 61.4 | 72.6 | 77.9 | 75.2 | 63.4 | 64.1 | 65.1 | 75.1 | 80.6 | 78.2 | 67.5 | 63.4 | 63.9 | 72.8 | 76.5 | 73.3 | 65.3 | 56 | 56 | 65.8 | 70.4 | 65.5 | 58.2 | 42.7 | 42.3 | 49.7 | 55.7 | 50.9 | 45.2 | 36.7 | 35.6 | 38.9 | 42.1 | 38.6 | 36.2 | 26.1 | 25.9 | 27.4 | 29.8 | 28.5 | 27.1
726385 | Manistee (AWOS) | Michigan | 1.4 | 6.5 | Dry-Bulb (F) | 20.6 | 20.2 | 21.6 | 25.1 | 23.5 | 21.6 | 26 | 25.3 | 28.4 | 31.6 | 30 | 26.9 | 27.6 | 26.4 | 32.3 | 35 | 33.8 | 30.8 | 41.3 | 40.6 | 51.6 | 55.4 | 52.9 | 45.4 | 45.8 | 46.2 | 55.8 | 58.1 | 55.8 | 49.2 | 61.9 | 62.8 | 72.9 | 76.3 | 75 | 65.9 | 64.4 | 64.5 | 73.5 | 76.8 | 75.6 | 68.3 | 67.1 | 67.1 | 74.7 | 77.6 | 74.7 | 68.9 | 53.5 | 52.7 | 61.6 | 65.4 | 61.4 | 55.6 | 46.2 | 45 | 50.9 | 54.5 | 51 | 47.4 | 36.6 | 36.1 | 39.3 | 41.8 | 40.3 | 37.3 | 23.3 | 21.9 | 23.4 | 25.6 | 24.9 | 24.3
725377 | Mount Clemens Selfridge F | Michigan | 2.6 | 6.9 | Dry-Bulb (F) | 32.4 | 32.4 | 34.6 | 37.2 | 35.1 | 33.6 | 32.4 | 31.6 | 36.6 | 40.9 | 37.1 | 34.3 | 34.8 | 34.6 | 40 | 44 | 40.6 | 36.2 | 36.5 | 37.2 | 45.3 | 50.2 | 46.3 | 39.3 | 46.5 | 48.2 | 57.3 | 60.6 | 57.1 | 50.2 | 61.6 | 63.3 | 72.6 | 77.3 | 73.8 | 65.6 | 65.2 | 66.8 | 76.4 | 81.7 | 79 | 69.6 | 62.3 | 62.5 | 71.7 | 75 | 71.8 | 65.1 | 54.5 | 54.1 | 65 | 69.9 | 64.9 | 58 | 44.6 | 44.1 | 52.2 | 56.3 | 51.2 | 46.8 | 39.7 | 38.4 | 43.9 | 46.8 | 42.6 | 40.9 | 34.1 | 33.7 | 37 | 39.8 | 35.6 | 34.1
726360 | Muskegon | Michigan | 3 | 7.4 | Dry-Bulb (F) | 22.9 | 22.4 | 23.9 | 25.3 | 24.2 | 23.4 | 20.5 | 19.6 | 22.1 | 24.6 | 24 | 22.4 | 31.1 | 29.6 | 35.2 | 38.9 | 36.5 | 33.1 | 39.6 | 38.5 | 46.7 | 49.8 | 47.2 | 41.8 | 50.1 | 51.3 | 60.1 | 63.9 | 61.3 | 53.8 | 59.8 | 60.4 | 70.2 | 73.8 | 72.5 | 64.3 | 65.9 | 66 | 74.2 | 78.1 | 76 | 68.9 | 65.3 | 65.3 | 73.8 | 76.7 | 73.9 | 68 | 56.6 | 55.9 | 64.6 | 68.7 | 65.7 | 59.3 | 44.3 | 43.1 | 50.6 | 54.2 | 50.3 | 46.3 | 37.5 | 37.1 | 39.8 | 41.5 | 39.2 | 37.6 | 29.4 | 29.5 | 30.5 | 32 | 30.3 | 29.4
726395 | Oscoda Wurtsmith AFB | Michigan | -0.8 | 3 | Dry-Bulb (F) | 25.5 | 25.1 | 28 | 32 | 29.7 | 26.6 | 19 | 18.4 | 23.4 | 27.1 | 23.9 | 20.5 | 31.7 | 31.1 | 40 | 44.4 | 41.2 | 34.9 | 40.2 | 40.3 | 47.8 | 51.2 | 48.5 | 43.3 | 43.9 | 45.6 | 57.1 | 58.8 | 55.9 | 48.6 | 57.7 | 61.1 | 71.9 | 75.3 | 72 | 62.4 | 63.6 | 65.8 | 77.7 | 80.9 | 77.1 | 67.4 | 57.6 | 57.7 | 68.8 | 72.3 | 69.1 | 61.5 | 52.2 | 51.4 | 64.4 | 68.7 | 62.7 | 55.5 | 44.9 | 44 | 52.7 | 56 | 50.7 | 46.4 | 37 | 36.3 | 41.6 | 46.2 | 41.9 | 39.1 | 23.1 | 22.2 | 25.1 | 28.7 | 25.9 | 23.8
727347 | Pellston Emmet County AP | Michigan | -10.1 | -3.6 | Dry-Bulb (F) | 22 | 21.7 | 23.8 | 26.5 | 24.9 | 22.8 | 22.1 | 20.3 | 24.9 | 30 | 27.5 | 24.8 | 31.4 | 30.6 | 38.3 | 44.8 | 40.7 | 33.9 | 39.2 | 39.1 | 47.7 | 52.8 | 50.5 | 43.2 | 48.4 | 50.3 | 63 | 67.9 | 64 | 53.8 | 54.6 | 57 | 69 | 74 | 71.7 | 60.6 | 61.2 | 64.6 | 75.5 | 78.9 | 76.1 | 64.8 | 55.9 | 57.4 | 70.5 | 75.4 | 71.1 | 59.7 | 52 | 52.4 | 67.9 | 73.4 | 65.9 | 53.9 | 39.1 | 39 | 48.4 | 52.5 | 47.3 | 41.9 | 34.1 | 33.5 | 36.9 | 39.9 | 36.8 | 34.6 | 23.4 | 23.4 | 24.8 | 27.1 | 25.2 | 23.4
726375 | Pontiac-Oakland | Michigan | 0.9 | 5.1 | Dry-Bulb (F) | 23.4 | 22.9 | 25.2 | 28.6 | 27.4 | 25.2 | 17.3 | 16.1 | 21.2 | 26 | 23.8 | 20 | 36.6 | 35.9 | 43 | 48.4 | 45.9 | 40 | 45.3 | 44.4 | 51.9 | 56.2 | 54.4 | 48.4 | 49.9 | 50.5 | 57.3 | 61.1 | 59.6 | 52.8 | 64.2 | 64.8 | 72.2 | 76.8 | 74.9 | 67.8 | 66.7 | 67.2 | 76.3 | 81.3 | 79.2 | 70.7 | 66.1 | 66.3 | 75 | 80.4 | 78 | 69.7 | 58.8 | 58.2 | 69.8 | 75.2 | 71 | 62.4 | 47.7 | 46.5 | 53.1 | 57.5 | 52.8 | 48.7 | 43 | 42.3 | 47.5 | 51.7 | 48.4 | 44.6 | 29 | 28.1 | 30.8 | 33.6 | 31.3 | 29.5
726379 | Saginaw Tri City Intl AP | Michigan | -0.3 | 3.6 | Dry-Bulb (F) | 14.5 | 13.3 | 15.3 | 19.1 | 17.2 | 15.3 | 16.1 | 15 | 19.6 | 24.2 | 21.8 | 17.8 | 36.3 | 34.9 | 42.1 | 48.3 | 45.2 | 39.6 | 41.1 | 40.4 | 49.7 | 54.6 | 50.7 | 44.1 | 48.4 | 49.1 | 59.4 | 65.4 | 63.4 | 53.6 | 58 | 58.7 | 67.7 | 71.6 | 69.1 | 61.8 | 60.5 | 61.4 | 70.8 | 75.3 | 72.8 | 65 | 67.6 | 67.6 | 75.5 | 80.2 | 76.3 | 69.5 | 53 | 52.5 | 61.9 | 67.6 | 63.1 | 56 | 46.8 | 45.7 | 54.2 | 59.9 | 55 | 49.8 | 38.3 | 37.6 | 40.9 | 44.1 | 41.7 | 39 | 25.8 | 24.8 | 27.8 | 31.1 | 28.9 | 27.4
727340 | Sault Ste.Marie | Michigan | -11.9 | -6.8 | Dry-Bulb (F) | 10 | 7.6 | 9 | 13.9 | 13.8 | 11.4 | 12.1 | 9.8 | 13.1 | 19 | 16.9 | 13.7 | 22.4 | 21.5 | 27.5 | 32.3 | 30.1 | 25.9 | 33.1 | 33.5 | 38.6 | 41.6 | 38.7 | 34.6 | 45.9 | 46.3 | 55 | 59.7 | 56.6 | 49.3 | 51.5 | 54.4 | 66.1 | 69.5 | 65.6 | 55.5 | 57.5 | 58.7 | 67.9 | 72.2 | 68.4 | 60.3 | 55.6 | 56.6 | 67.3 | 71.5 | 67.2 | 58.8 | 50.5 | 50.4 | 59 | 62.4 | 57.2 | 52.7 | 39.6 | 39.5 | 46 | 48.7 | 44.3 | 41.1 | 34.4 | 34.1 | 36.8 | 38.9 | 35.9 | 34.4 | 18.4 | 17.4 | 18.8 | 21.9 | 21.1 | 19.5
726387 | Traverse City | Michigan | -1.9 | 3.3 | Dry-Bulb (F) | 19.4 | 19.6 | 21.8 | 24.7 | 22.6 | 20.6 | 21 | 18.7 | 22 | 25.8 | 23.8 | 21.2 | 27.6 | 26.4 | 31.9 | 35.4 | 33.3 | 29.8 | 35.5 | 35.8 | 46.4 | 51 | 46.9 | 39.3 | 46.6 | 48.7 | 59 | 63.5 | 58.7 | 51.1 | 54.2 | 57.4 | 68.1 | 72.8 | 68 | 58.7 | 61.1 | 63.4 | 75 | 80.2 | 76.1 | 66.3 | 60.8 | 60.9 | 70.2 | 74.2 | 70.8 | 63.2 | 55.8 | 55.3 | 63.9 | 69.2 | 64.7 | 58 | 43.9 | 44 | 50.2 | 54.4 | 50.4 | 45.5 | 35.8 | 35.2 | 37 | 39.4 | 37 | 35.3 | 23.3 | 23.6 | 24.9 | 27 | 25.1 | 23.4
727504 | Aitkin Ndb (AWOS) | Minnesota | -23.7 | -16.2 | Dry-Bulb (F) | 6.8 | 5.3 | 11.8 | 18.9 | 14 | 8.7 | 7.8 | 6 | 13.1 | 20 | 16.2 | 11.7 | 18.8 | 17.9 | 27.9 | 34.4 | 29.4 | 22 | 34.2 | 36.3 | 49 | 53.7 | 48.6 | 38.8 | 41.4 | 44.2 | 53 | 57.2 | 53.5 | 44.8 | 52.6 | 57.7 | 67.2 | 70.8 | 66.8 | 56.2 | 58.5 | 61.1 | 70.3 | 73.4 | 69.4 | 60.6 | 56.6 | 58.5 | 69.9 | 72.9 | 67.9 | 59.4 | 50.1 | 51.7 | 62.7 | 66.6 | 59.1 | 51.3 | 44.8 | 43.7 | 50.4 | 54 | 48.7 | 45.7 | 26 | 24.9 | 30.1 | 33.1 | 28.1 | 26 | 18.8 | 18.2 | 22.6 | 26.7 | 22 | 19.5
726589 | Albert Lea (AWOS) | Minnesota | -14.7 | -8.5 | Dry-Bulb (F) | 18.3 | 18.2 | 22.1 | 25.2 | 21.6 | 19.2 | 16.3 | 15.3 | 19.7 | 24.3 | 21.7 | 18.8 | 29.4 | 28.9 | 35.8 | 40.2 | 36.7 | 32 | 41.7 | 41.4 | 49.9 | 54.2 | 51.5 | 45.7 | 48.2 | 49.9 | 57 | 60.7 | 57.8 | 51.8 | 65 | 65.1 | 74.1 | 78.4 | 76 | 69.4 | 69.5 | 69.4 | 76.6 | 81.2 | 79.3 | 72.5 | 68 | 69.2 | 78.4 | 82.2 | 77 | 70.7 | 57.8 | 57.8 | 66.9 | 72 | 66.6 | 60.4 | 42.9 | 42.7 | 50.8 | 54.5 | 48.3 | 44.2 | 37.4 | 35.8 | 43.8 | 50.2 | 44.4 | 40.4 | 22.6 | 20.9 | 25.6 | 31 | 28 | 25.2
726557 | Alexandria Municipal AP | Minnesota | -20.5 | -15.2 | Dry-Bulb (F) | 9.1 | 8.8 | 12.3 | 17.5 | 14.9 | 11.4 | 10.6 | 8.4 | 12.2 | 16.9 | 14.6 | 12.8 | 20.5 | 19.4 | 27.1 | 33.5 | 30.9 | 24.7 | 42.6 | 41.9 | 50.7 | 56.7 | 54 | 46.7 | 50.9 | 51.9 | 60.4 | 64 | 61.3 | 53.6 | 59.9 | 61.2 | 69.6 | 74.1 | 72.3 | 64.3 | 62.9 | 63.6 | 70.2 | 73.9 | 71.3 | 65.4 | 62.7 | 63.8 | 74.3 | 80.1 | 75.5 | 66.1 | 57.6 | 57 | 65.3 | 70.6 | 66.1 | 60.3 | 39.6 | 38.8 | 46.9 | 52.2 | 47.1 | 42.3 | 31.5 | 30 | 34.5 | 39.3 | 34.7 | 32.2 | 1.6 | 0.7 | 2.9 | 5.7 | 3.2 | 1.4
727550 | Bemidji Municipal | Minnesota | -24.4 | -17.8 | Dry-Bulb (F) | 5.3 | 5.3 | 9.9 | 16.1 | 12.2 | 8.2 | 14.3 | 12.5 | 17.8 | 24.6 | 22 | 16.8 | 10.2 | 8.6 | 17.7 | 22.3 | 19.4 | 14.4 | 37.6 | 37.6 | 47.9 | 53.5 | 49.6 | 41.4 | 50 | 52.1 | 62.8 | 67 | 64.6 | 55.9 | 56.2 | 58.7 | 69.1 | 72.9 | 70.4 | 61.1 | 60.6 | 61.9 | 71.9 | 74.9 | 73.4 | 65.5 | 61 | 60.3 | 69 | 73.2 | 70.5 | 63.6 | 53.7 | 53.2 | 63.6 | 69 | 63.8 | 56.5 | 38.5 | 38.1 | 44 | 47.2 | 43.4 | 40.1 | 29.9 | 28.4 | 33.9 | 39.4 | 34.8 | 31.6 | 12.5 | 11.2 | 15.5 | 20.4 | 16.8 | 12.7
726558 | Cloquet (AWOS) | Minnesota | -19.5 | -13 | Dry-Bulb (F) | 11.4 | 10.2 | 15.2 | 20.9 | 17.3 | 13.4 | 14 | 11.9 | 17.4 | 23.5 | 21.5 | 18.2 | 29.1 | 28.6 | 37.4 | 42.6 | 38.6 | 32 | 35.3 | 36.3 | 46.9 | 50.1 | 45.2 | 37.9 | 39.4 | 41.4 | 48.8 | 53.1 | 49.8 | 41.8 | 52.8 | 56.7 | 65.2 | 67.9 | 64.3 | 56.4 | 58.7 | 60.7 | 70.5 | 75.2 | 70.4 | 61.7 | 59.4 | 60.4 | 71.4 | 75.9 | 70.7 | 62 | 49.5 | 50.6 | 61 | 63.8 | 57.3 | 51.3 | 39 | 39.2 | 46.5 | 49.3 | 44.3 | 40.8 | 18.1 | 17.5 | 21.9 | 24.7 | 21.3 | 19.2 | 13.8 | 12.3 | 14.4 | 16.9 | 14.6 | 13.5
727452 | Crookston Muni Fld | Minnesota | -27.4 | -20.5 | Dry-Bulb (F) | 10.8 | 10.2 | 14 | 18.3 | 14.4 | 11.8 | 14.4 | 13.2 | 15.9 | 20.7 | 18.9 | 15.5 | 22 | 21.1 | 26 | 30.7 | 28.1 | 24.7 | 40 | 39.8 | 49.8 | 56.8 | 53.6 | 44.5 | 46.8 | 47.7 | 58.2 | 63 | 60.9 | 52 | 54.3 | 55.4 | 63.9 | 68.1 | 66.9 | 58.7 | 61.4 | 62.8 | 71.9 | 77 | 74.7 | 65.2 | 60.3 | 60.9 | 72 | 77.7 | 73.8 | 65 | 53.2 | 52.6 | 61.9 | 68.1 | 63 | 56.1 | 32.4 | 31.9 | 36.4 | 39.4 | 36.4 | 33.6 | 25.6 | 25 | 28.7 | 31.7 | 28.5 | 26.6 | 17.5 | 16.7 | 19.6 | 23 | 20.4 | 18.5
727450 | Duluth | Minnesota | -20.2 | -15.1 | Dry-Bulb (F) | 7.1 | 4.7 | 7.2 | 12.5 | 11.2 | 8.7 | 13.5 | 12.7 | 17 | 23.6 | 20.8 | 16 | 23.5 | 22.9 | 28.8 | 33.4 | 29.9 | 25.8 | 33.3 | 33.6 | 42.3 | 46.7 | 42.8 | 36.8 | 47.4 | 49.3 | 58.2 | 62.3 | 57.8 | 50.6 | 54.5 | 57.2 | 65.5 | 68 | 64.3 | 57.4 | 57.1 | 60.2 | 68.2 | 71.5 | 67.7 | 59.9 | 58.1 | 59.2 | 66.6 | 70.8 | 66.2 | 60.2 | 50.5 | 50.7 | 58.5 | 62.4 | 57.3 | 51.7 | 39.1 | 38.4 | 46 | 49.3 | 43.8 | 40.5 | 22.2 | 21.4 | 24.7 | 27.7 | 24.6 | 23 | 10.6 | 9.1 | 11.7 | 15.7 | 13.2 | 11.7
727459 | Ely Muni (AWOS) | Minnesota | -29.1 | -21.2 | Dry-Bulb (F) | -8.6 | -12.8 | -2.5 | 6.7 | -0.7 | -5.3 | 12.6 | 10.8 | 19.9 | 27.1 | 22.6 | 17.5 | 20.8 | 21.2 | 31.5 | 36.8 | 32.2 | 24.2 | 38.2 | 39 | 49.1 | 52.6 | 48.9 | 41.6 | 48.9 | 52.9 | 62.1 | 66.8 | 62.6 | 52 | 49.1 | 54.4 | 66.4 | 70 | 65.8 | 54.9 | 56.8 | 59.4 | 68.6 | 72.1 | 68.7 | 60.9 | 56.9 | 59.2 | 68.6 | 72.1 | 67.6 | 59 | 54.2 | 54.6 | 63.5 | 68.2 | 62.6 | 56.5 | 38.7 | 37.7 | 44 | 46.2 | 41.8 | 39.3 | 24.9 | 24.6 | 28.2 | 30.9 | 27.2 | 25.5 | 17.3 | 16.4 | 22.4 | 26.8 | 20.8 | 18.3
727474 | Eveleth Muni (AWOS) | Minnesota | -25.8 | -18.8 | Dry-Bulb (F) | 4.4 | 2.7 | 8.7 | 14.8 | 10.2 | 5.8 | 16 | 13.1 | 20.5 | 26.8 | 23.1 | 17.7 | 18.5 | 17.3 | 26.4 | 32.6 | 28.9 | 22.1 | 36.9 | 38.2 | 50.3 | 54.8 | 50.7 | 40.1 | 39.4 | 42.5 | 53.8 | 57.3 | 53.5 | 44.1 | 52.1 | 57.9 | 68.9 | 71.6 | 67.3 | 57.3 | 57.1 | 60.8 | 70.9 | 74.6 | 70.5 | 61.5 | 58.2 | 60.7 | 73 | 77.1 | 71.7 | 61.5 | 48 | 49 | 57.9 | 61.5 | 56.1 | 49.9 | 38.7 | 37.8 | 44.6 | 47.3 | 42.4 | 39.6 | 24.5 | 24.4 | 28.4 | 31.5 | 27.9 | 25 | 2.4 | 1.2 | 5 | 8.9 | 4.4 | 2
726563 | Faribault Muni AWOS | Minnesota | -16.4 | -10.5 | Dry-Bulb (F) | 12.7 | 11.1 | 18 | 23 | 18 | 14.3 | 6.9 | 5.4 | 13 | 18.8 | 14.2 | 10.5 | 37.2 | 36.2 | 43.5 | 49.2 | 46.1 | 40.2 | 43 | 43.7 | 52 | 56.7 | 53 | 46.4 | 49.9 | 51.7 | 60 | 63.6 | 60.6 | 53.6 | 61 | 62.9 | 72.2 | 75.6 | 72.6 | 65.3 | 64.4 | 66.3 | 75.4 | 79.1 | 75.8 | 67.5 | 60.6 | 61.9 | 72.2 | 75.7 | 71.9 | 63.7 | 53.6 | 53.5 | 66.1 | 70.5 | 63.6 | 55.9 | 38.5 | 38.5 | 45.8 | 48.1 | 43.7 | 40.1 | 35.8 | 34.5 | 44.5 | 51.1 | 42.5 | 38.2 | 22.2 | 21.2 | 25.4 | 28.9 | 25.8 | 23.9
726560 | Fergus Falls (AWOS) | Minnesota | -20.6 | -15.1 | Dry-Bulb (F) | 13.3 | 14.9 | 18.4 | 20.3 | 18.7 | 15.7 | 13.3 | 12.6 | 16.7 | 21.4 | 20 | 16 | 25.1 | 24.2 | 30.3 | 34.4 | 32 | 28.4 | 42.1 | 42.2 | 49.7 | 52.8 | 50.8 | 45.6 | 48.7 | 49.1 | 57.3 | 61.8 | 59.5 | 53.2 | 57.1 | 58.2 | 66.4 | 68.7 | 67.9 | 60 | 67.2 | 68.4 | 77.7 | 80.1 | 79 | 72.1 | 66 | 66.6 | 77 | 82.1 | 79.7 | 70.4 | 53.8 | 53.7 | 64.2 | 69.3 | 65.6 | 56.5 | 41.8 | 41.6 | 47 | 50.1 | 46.5 | 43.3 | 30.6 | 30.1 | 36.2 | 41.1 | 36.4 | 33.1 | 22.5 | 22 | 24.7 | 27.6 | 26.3 | 24.9
727458 | Grand Rapids (AWOS) | Minnesota | -22.5 | -15.8 | Dry-Bulb (F) | 13.4 | 11.7 | 13.8 | 18.6 | 16.6 | 14.7 | 14.3 | 12.4 | 17 | 23.2 | 20.9 | 16.6 | 13.1 | 10.8 | 18.9 | 25.1 | 22.6 | 17.2 | 37.8 | 37.9 | 47.9 | 55 | 50.8 | 42.1 | 47 | 48.5 | 58.7 | 63.2 | 61 | 52 | 57.4 | 60.4 | 71.1 | 75.9 | 72 | 62 | 58.4 | 61.1 | 71.1 | 75.5 | 71.6 | 62.4 | 58.2 | 59.2 | 68.9 | 73.9 | 70.5 | 61.2 | 51.6 | 51.7 | 61 | 65.6 | 59.8 | 54.1 | 34 | 33.5 | 37.3 | 40 | 37.2 | 34.2 | 34.1 | 32.9 | 37.6 | 42.5 | 37.2 | 34.3 | 13.5 | 11.8 | 13 | 17 | 15.2 | 14
727455 | Hibbing Chisholm-Hibbing | Minnesota | -25.4 | -18.7 | Dry-Bulb (F) | -0.1 | -1.5 | 3.8 | 11.2 | 7.3 | 3.2 | 2.1 | -0.5 | 8.1 | 15.3 | 11.2 | 6 | 20.7 | 19.1 | 27.8 | 33.9 | 30.9 | 24.7 | 30.9 | 31.6 | 41.2 | 46.5 | 43.1 | 34.8 | 41.7 | 44.3 | 53 | 57.5 | 54.1 | 45.8 | 52.8 | 56.3 | 67.6 | 71.6 | 68.6 | 58.5 | 56.4 | 59 | 69.1 | 72.7 | 69.2 | 60.9 | 54.8 | 57.6 | 71.8 | 76.6 | 70.2 | 58.6 | 50.4 | 50.7 | 63.2 | 69.7 | 64 | 54.4 | 38.1 | 37.8 | 47.4 | 52.4 | 46 | 39.9 | 29.8 | 28.9 | 34.7 | 39.1 | 34.1 | 30.9 | 11.6 | 9.8 | 11.6 | 15.3 | 12.7 | 11.6
727470 | International Falls | Minnesota | -27.8 | -22.4 | Dry-Bulb (F) | -1.3 | -2.6 | 1 | 7.4 | 4.3 | 0.8 | 4.7 | 4 | 11.8 | 20.5 | 16.5 | 9.7 | 14.7 | 13.2 | 22.4 | 28.7 | 26.4 | 20.1 | 31.7 | 32.5 | 43.2 | 47.5 | 44.3 | 35.6 | 46.9 | 48.9 | 59.7 | 65.5 | 63 | 53.1 | 56.1 | 59.4 | 69.2 | 72.3 | 69.5 | 60.2 | 58.9 | 62.5 | 72 | 75.7 | 72.6 | 62.6 | 57.8 | 58.5 | 67.3 | 72.6 | 68.8 | 60.9 | 48.4 | 49.1 | 57.6 | 62 | 57.2 | 50.5 | 37.5 | 37.7 | 44.2 | 48.5 | 43.6 | 39.1 | 25.3 | 24.7 | 29.6 | 34.2 | 29.6 | 26.8 | 3.6 | 2.6 | 5.3 | 9.6 | 7.7 | 5.2
726583 | Litchfield Muni | Minnesota | -17.5 | -10.8 | Dry-Bulb (F) | 10.1 | 9.6 | 12.9 | 17 | 13.4 | 11.2 | 8.7 | 7.5 | 12.1 | 17.3 | 14.3 | 11.6 | 34.5 | 33.9 | 41.2 | 47.1 | 43.6 | 37.4 | 44.8 | 44.7 | 55 | 61.7 | 58.1 | 50 | 57 | 57.5 | 67.9 | 73.2 | 69.1 | 61.2 | 63.2 | 64.9 | 72.5 | 76.1 | 73.3 | 66.5 | 63.5 | 64.7 | 74 | 78 | 74.2 | 66.9 | 57.4 | 58.1 | 66.8 | 71.2 | 67.6 | 60.4 | 57.5 | 57.3 | 68 | 72.2 | 66.7 | 59.8 | 46.1 | 44.7 | 54.2 | 59.4 | 53.5 | 48.7 | 25.4 | 24.5 | 28.6 | 31.2 | 27.9 | 25.9 | 15.4 | 15.1 | 17.2 | 19.4 | 17.2 | 15.9
726578 | Little Falls (AWOS) | Minnesota | -20.3 | -14.4 | Dry-Bulb (F) | 6.2 | 5.5 | 11.5 | 17.5 | 13.6 | 9.7 | 10.1 | 8.2 | 15 | 21.4 | 18 | 12.4 | 26 | 24.5 | 33.1 | 38.5 | 34.6 | 30 | 30.2 | 31.6 | 42.4 | 46.3 | 42.1 | 34.2 | 48.2 | 49.5 | 57.1 | 60.6 | 58.7 | 52.3 | 57.6 | 61.5 | 70.9 | 75.2 | 71.9 | 61.8 | 60.2 | 61.9 | 72.1 | 77.1 | 73.9 | 63.8 | 59.2 | 61.5 | 74.2 | 79.1 | 73.7 | 63.7 | 49.1 | 49.6 | 62.7 | 66.7 | 60.1 | 52.2 | 37.1 | 36.7 | 41.9 | 44.5 | 41 | 37.2 | 20.3 | 19.2 | 23.4 | 26.5 | 23 | 21.2 | 18.5 | 18 | 23.6 | 28.8 | 23.2 | 20.4
726585 | Mankato (AWOS) | Minnesota | -15.1 | -9.3 | Dry-Bulb (F) | 12.4 | 11.5 | 13 | 16.9 | 15 | 13.4 | 23.2 | 21.8 | 25.4 | 31.3 | 28.8 | 25 | 22.5 | 20.7 | 25.9 | 29.7 | 28.5 | 25.6 | 44 | 43.5 | 51.7 | 56 | 54 | 48.1 | 54.9 | 54.8 | 61.9 | 66 | 64.3 | 58.6 | 60.6 | 61.5 | 69.7 | 74.3 | 71.7 | 65.4 | 65.1 | 66.2 | 74.6 | 78.8 | 76.1 | 69.1 | 65.8 | 65.3 | 74.8 | 80.3 | 76.2 | 68.5 | 55.6 | 55 | 64.3 | 69.3 | 65.2 | 58.8 | 38.5 | 38 | 43.7 | 46.5 | 43.6 | 39.9 | 36.7 | 34.7 | 42.2 | 49.8 | 44.6 | 39.4 | 17.7 | 16.4 | 19.5 | 22.7 | 20.4 | 18.9
726580 | Minneapolis/St.Paul | Minnesota | -14.9 | -9.4 | Dry-Bulb (F) | 9.7 | 8.3 | 10.7 | 15.3 | 13.7 | 11.2 | 19.7 | 18.2 | 23.5 | 29.1 | 26.3 | 22.9 | 31 | 30.1 | 37.4 | 42 | 38.9 | 34.7 | 41.3 | 40.3 | 46.2 | 51.2 | 49.6 | 44.8 | 53.8 | 55.3 | 65.5 | 70 | 66.5 | 59.2 | 61 | 62.7 | 71.6 | 76.4 | 74 | 66.2 | 68.4 | 69.3 | 77.8 | 81.8 | 79.1 | 72.3 | 64.2 | 64 | 71.5 | 75.2 | 72.8 | 67.1 | 54.3 | 54.4 | 64.1 | 68.6 | 64 | 57.6 | 41.3 | 40.7 | 50 | 54.8 | 49.2 | 44.6 | 30.5 | 29.8 | 33.5 | 36.5 | 33.5 | 31.4 | 17.5 | 16.6 | 20.1 | 23.1 | 20.5 | 18.8
727475 | Mora Muni (AWOS) | Minnesota | -20.8 | -14.3 | Dry-Bulb (F) | 12.4 | 11.4 | 16.6 | 21.3 | 18.2 | 14.7 | 3.9 | 1.9 | 11.3 | 17.5 | 12 | 6.6 | 30.1 | 30.5 | 41.3 | 46.5 | 41.6 | 33.3 | 36.1 | 37.9 | 52.8 | 59.2 | 53.7 | 42.2 | 45 | 46.4 | 54.5 | 58.4 | 56 | 48.5 | 52.9 | 56.6 | 67.7 | 71.8 | 68.5 | 57.2 | 58.5 | 61.4 | 71 | 74.6 | 70.5 | 61.7 | 62.9 | 64.2 | 74.3 | 78.3 | 74.1 | 66.2 | 57.4 | 57.5 | 67.4 | 71.2 | 65.4 | 59.4 | 41 | 40.5 | 49.4 | 54.7 | 48.6 | 43.1 | 32.1 | 31 | 40.6 | 46.7 | 39.1 | 34.5 | 2.1 | 0.4 | 5 | 9.4 | 5.6 | 3.3
726565 | Morris Muni (AWOS) | Minnesota | -20.5 | -15.2 | Dry-Bulb (F) | 7.9 | 7.6 | 12.2 | 16.5 | 13 | 10.1 | 17.5 | 16.3 | 21.7 | 27.2 | 23.7 | 19.2 | 22.1 | 20.7 | 30.2 | 37.1 | 33.8 | 26.2 | 33 | 33.8 | 42.5 | 47.1 | 43.2 | 36.7 | 44.5 | 46.4 | 56.4 | 61.7 | 59.8 | 50.1 | 58.3 | 61 | 70.4 | 73.4 | 70.6 | 62.7 | 60.5 | 61.8 | 71.4 | 75.7 | 72.7 | 64.3 | 60.6 | 62.2 | 72.2 | 76.9 | 72.6 | 63.8 | 50 | 50.3 | 61.4 | 66.9 | 60.8 | 52.7 | 36.9 | 35.7 | 41.3 | 44.9 | 40.4 | 36.4 | 27 | 26.2 | 32.6 | 37.7 | 32.1 | 28.8 | 17 | 17 | 21.5 | 26.4 | 21 | 17.8
726567 | New Ulm Muni (AWOS) | Minnesota | -15.1 | -9.9 | Dry-Bulb (F) | 14.7 | 13.5 | 18.3 | 23.1 | 19.6 | 17.4 | 12 | 10.8 | 16.3 | 21.5 | 18.6 | 14.6 | 21.8 | 20.8 | 27.4 | 32.9 | 29.1 | 24.5 | 41 | 40.4 | 50.1 | 56.3 | 53.5 | 45.9 | 50.8 | 51.1 | 58.4 | 63.1 | 61.3 | 55.1 | 61.4 | 63.2 | 71 | 74.7 | 71.9 | 65 | 64.8 | 66.5 | 76.6 | 81 | 76.3 | 68.5 | 62.7 | 62.9 | 73.3 | 78.1 | 74.1 | 66.5 | 55.9 | 56.5 | 67.8 | 72.8 | 67.3 | 59.3 | 42.4 | 42 | 49.6 | 53.8 | 48.2 | 44.2 | 35.9 | 33.6 | 43.2 | 51.2 | 44.7 | 38.5 | 22.9 | 22.1 | 25 | 29 | 26.8 | 24.8
726568 | Owatonna (AWOS) | Minnesota | -15.6 | -10 | Dry-Bulb (F) | 14.1 | 13 | 16.7 | 21.3 | 18.5 | 15.1 | 16.3 | 14.4 | 19.3 | 23.5 | 20.6 | 18.1 | 29.8 | 29.1 | 35.5 | 39.7 | 36.8 | 32.5 | 39.9 | 40.7 | 51.4 | 55.8 | 51.8 | 44.1 | 50.1 | 52.6 | 63 | 65.8 | 62.2 | 54.5 | 65 | 66.4 | 73.8 | 78.6 | 75.9 | 68.7 | 60.8 | 62.9 | 72.6 | 75.4 | 72 | 64.2 | 62.8 | 65.3 | 78.3 | 82.5 | 76.9 | 66.4 | 57.5 | 57.9 | 68 | 72.9 | 66.7 | 60.1 | 39.6 | 39.2 | 46.1 | 48.7 | 44.3 | 40.6 | 29.3 | 28.2 | 31.6 | 34 | 31.6 | 30.7 | 22.1 | 20.7 | 25.5 | 31.3 | 27.8 | 25
726566 | Pipestone (AWOS) | Minnesota | -15 | -9.4 | Dry-Bulb (F) | 8 | 7.6 | 12.5 | 16.8 | 12.4 | 9.5 | 7.1 | 5.9 | 11.7 | 17.2 | 12.4 | 10.4 | 32.5 | 31.9 | 38.6 | 43.9 | 40.7 | 35.2 | 39.1 | 38.7 | 47.2 | 53.2 | 50.2 | 42.6 | 49.7 | 49.6 | 58.2 | 64 | 61.5 | 53.5 | 61.4 | 63.4 | 72.2 | 75.5 | 73.4 | 65.1 | 67 | 68 | 77.2 | 82.9 | 79.6 | 70.5 | 61.9 | 62.3 | 72.2 | 76.9 | 73.4 | 64.9 | 55.6 | 55.9 | 66.7 | 70.8 | 64.9 | 58.6 | 40.1 | 38.7 | 45.9 | 51.1 | 45.9 | 40.9 | 27.8 | 26.6 | 32.3 | 36.7 | 31.7 | 29.2 | 6.2 | 5.9 | 9.8 | 13.1 | 9.6 | 7.2
726556 | Redwood Falls Muni | Minnesota | -16.6 | -11.5 | Dry-Bulb (F) | 14.3 | 13.5 | 17 | 21.3 | 18.7 | 15.9 | 10.8 | 9 | 14.8 | 20.2 | 17.2 | 13.3 | 29.2 | 27.4 | 33 | 39.7 | 37.4 | 32.8 | 42.8 | 42.1 | 51.3 | 57 | 54.2 | 47 | 52.7 | 53.9 | 63.1 | 67.7 | 64.1 | 56.6 | 65.2 | 65.9 | 73.9 | 78.4 | 76.7 | 69.3 | 64.8 | 65.3 | 73.7 | 79.1 | 76.2 | 68.3 | 59.7 | 60.3 | 70.6 | 75.3 | 70.4 | 62.6 | 52.9 | 52.4 | 63.6 | 69 | 64.2 | 56.3 | 40.7 | 40.1 | 50.4 | 56.9 | 50.9 | 44.3 | 33 | 31.7 | 38.8 | 43.8 | 38.6 | 34.7 | 8.9 | 9.1 | 11.7 | 14.3 | 11.6 | 10
726440 | Rochester | Minnesota | -16.7 | -11.1 | Dry-Bulb (F) | 8.5 | 5.8 | 8.5 | 13 | 10.8 | 9.5 | 16.1 | 14.6 | 18 | 22.2 | 20.2 | 18.2 | 28.9 | 28.6 | 34.3 | 38.6 | 34.7 | 30.6 | 39.9 | 39.5 | 45.9 | 51.1 | 48.5 | 43 | 50.7 | 52.1 | 61.6 | 65.1 | 61.5 | 54.4 | 59.3 | 60.6 | 70.3 | 73.9 | 71.2 | 63.7 | 63.1 | 64.4 | 72.8 | 77.1 | 74 | 66.5 | 60.9 | 62.1 | 72.8 | 77.2 | 71.9 | 63.6 | 53.1 | 52.8 | 65.2 | 69.2 | 62.6 | 55.2 | 40.7 | 41 | 48.7 | 53.4 | 46.3 | 42 | 29.6 | 29.1 | 33.7 | 36.9 | 32.2 | 30.2 | 16.8 | 15.5 | 18.9 | 22.3 | 19 | 17.7
727477 | Roseau Muni (AWOS) | Minnesota | -29 | -22.8 | Dry-Bulb (F) | 7.3 | 6.4 | 8.2 | 13.4 | 10.3 | 8.4 | 2 | 0.4 | 4.7 | 11.9 | 9.1 | 4.5 | 16.7 | 15.6 | 22.5 | 29.2 | 26.2 | 20.7 | 32.8 | 31.8 | 39.7 | 45.3 | 43.8 | 36.6 | 41.7 | 43.6 | 53.1 | 56.2 | 54.2 | 46.5 | 54 | 56.9 | 65.6 | 69 | 65.9 | 57.7 | 57.9 | 59.9 | 69.4 | 74 | 72.2 | 62.8 | 58.2 | 58.7 | 67.3 | 73 | 69.9 | 62.4 | 49.1 | 48.6 | 57 | 61.7 | 57.4 | 51.2 | 41.7 | 40 | 49.5 | 55.7 | 49.2 | 44.1 | 27.2 | 25.7 | 28.7 | 31.7 | 28.9 | 27.1 | 17.5 | 16.2 | 19 | 23.1 | 19.9 | 17.6
727555 | Thief River (AWOS) | Minnesota | -24.8 | -18.9 | Dry-Bulb (F) | 7.9 | 7.6 | 8.8 | 10.6 | 8.8 | 8.1 | 20.6 | 18.8 | 21.9 | 25.9 | 23.8 | 21.6 | 13.7 | 12.4 | 18.3 | 23.2 | 21.1 | 15.7 | 41.3 | 40.9 | 52.1 | 59.2 | 56.2 | 46.8 | 43.9 | 43.5 | 51.1 | 55 | 53.6 | 47.6 | 56.1 | 58.1 | 65.8 | 69.7 | 68.3 | 60.7 | 63.8 | 64.6 | 73.2 | 77.7 | 76 | 67.6 | 59.2 | 58.6 | 67.5 | 72.8 | 69.8 | 62.6 | 53.4 | 52.6 | 61.8 | 67.5 | 62.7 | 55.6 | 31.7 | 30.9 | 36 | 38.7 | 35.9 | 32.7 | 33.5 | 32.9 | 38.6 | 44.3 | 39 | 35.4 | 11.1 | 10.8 | 12.5 | 16.5 | 14.1 | 11.5
727533 | Wheaton Ndb (AWOS) | Minnesota | -19.9 | -15.1 | Dry-Bulb (F) | 10.5 | 9.9 | 13.6 | 18.5 | 14.9 | 12.3 | 10.7 | 8.5 | 14.7 | 20.8 | 17.2 | 12 | 23.4 | 22.5 | 29.3 | 33.8 | 30.5 | 26.6 | 42.2 | 41.7 | 53 | 59.5 | 56.1 | 46.9 | 48.7 | 49.9 | 59 | 63.9 | 61.7 | 53.2 | 56.7 | 57.9 | 66.3 | 71.6 | 69.9 | 60.9 | 64.9 | 65.4 | 72.9 | 77.6 | 75.7 | 68.4 | 60.5 | 61.5 | 73 | 78.3 | 73.5 | 64.3 | 57.6 | 56.5 | 66.7 | 72.9 | 67.4 | 60.3 | 39.8 | 39.8 | 46.5 | 49.9 | 45.1 | 40.6 | 19.3 | 18.6 | 22.8 | 25.6 | 21.8 | 20 | 18.5 | 17.6 | 19.8 | 22.3 | 20.5 | 19.7
726576 | Willmar | Minnesota | -19.6 | -13.4 | Dry-Bulb (F) | 9.1 | 8.4 | 10.9 | 14.4 | 12.4 | 10.8 | 23 | 22 | 26.6 | 30.3 | 27.2 | 24.1 | 32.4 | 31.8 | 37.1 | 42.3 | 40.2 | 35.3 | 45.1 | 43.7 | 52.9 | 59 | 56.3 | 48.9 | 49.4 | 50.3 | 57.6 | 61.9 | 60.5 | 53.7 | 60.3 | 62.3 | 71.3 | 75.8 | 72.7 | 64.8 | 65.9 | 66.1 | 73.7 | 78.6 | 76.1 | 68.9 | 65.1 | 65 | 73.4 | 77.6 | 75.4 | 68.4 | 53.1 | 52.1 | 64.8 | 72 | 66 | 57.5 | 36.7 | 36.4 | 41.6 | 45 | 41.6 | 37.2 | 33.5 | 31.6 | 41.2 | 49.5 | 41.6 | 36.2 | 18 | 18.1 | 22.4 | 26.7 | 22.7 | 19.4
726588 | Winona Muni (AWOS) | Minnesota | -12.5 | -6.4 | Dry-Bulb (F) | 14.6 | 13.3 | 18.1 | 24.2 | 20.1 | 16.4 | 15.7 | 14.1 | 18.8 | 23.3 | 20.2 | 17.4 | 31.2 | 30.3 | 37.2 | 43.2 | 39.5 | 35.1 | 44.2 | 44.1 | 54.2 | 59.7 | 56 | 48.3 | 49.9 | 51.4 | 58.7 | 63.1 | 60.1 | 54.1 | 61.2 | 63.3 | 73 | 77.5 | 73.4 | 65 | 63.2 | 65.2 | 74.2 | 77.2 | 73 | 66.2 | 61.9 | 62.9 | 74.9 | 80.8 | 75.5 | 66.7 | 60.6 | 60.9 | 69 | 72.9 | 67.3 | 61.6 | 43.5 | 43 | 48.2 | 51.1 | 47.5 | 44.8 | 34.7 | 34.7 | 39.4 | 42.1 | 38.6 | 36.2 | 7.8 | 6.1 | 10.4 | 14.7 | 10.5 | 8.7
726587 | Worthington (AWOS) | Minnesota | -13.6 | -8.1 | Dry-Bulb (F) | 13 | 11 | 12.6 | 17 | 15 | 14 | 24.2 | 22.1 | 27.3 | 33.3 | 29.8 | 25.7 | 20.8 | 20.1 | 27.3 | 33.2 | 29.3 | 24 | 39.4 | 39.3 | 47 | 51.4 | 49.5 | 42.8 | 52 | 52.6 | 60.5 | 65.4 | 63.3 | 56.2 | 60.4 | 62.5 | 70.4 | 74.1 | 71.9 | 64.8 | 66.3 | 66.9 | 75.7 | 79.9 | 77.7 | 69.9 | 62.9 | 63.3 | 74.4 | 79.7 | 75.4 | 66.2 | 57.3 | 57.2 | 68.7 | 75.6 | 69.2 | 60.3 | 42.6 | 40.9 | 48 | 52.5 | 47.9 | 43.8 | 27.8 | 26.5 | 32.8 | 39.1 | 33.1 | 29.9 | 19 | 18.3 | 22.4 | 26.2 | 22.2 | 20.2
723306 | Columbus AFB | Mississippi | 20.3 | 25 | Dry-Bulb (F) | 35.6 | 34.1 | 41.5 | 47.2 | 42.5 | 38.4 | 43.4 | 41.8 | 49.7 | 56.8 | 52 | 46.4 | 43.5 | 43.4 | 54.7 | 60.5 | 54.7 | 47.7 | 52.9 | 54.2 | 66.1 | 72 | 65.6 | 57.3 | 61.9 | 63.9 | 73.2 | 76.8 | 71.7 | 65.2 | 71.5 | 73.7 | 83.4 | 86.6 | 80.7 | 74.7 | 74.9 | 76.7 | 87 | 90.4 | 84.7 | 77.6 | 72.3 | 73.7 | 85.2 | 89.1 | 83.1 | 75.4 | 64.7 | 66.7 | 82.3 | 86.7 | 77.7 | 68.4 | 55.6 | 55.4 | 68.3 | 73.2 | 64.1 | 57.9 | 43.5 | 42.6 | 51.5 | 57.7 | 50.6 | 46.2 | 33 | 31.9 | 39.2 | 44.2 | 39.1 | 34.8
723307 | Columbus Golden Triangle | Mississippi | 19.3 | 24.1 | Dry-Bulb (F) | 35.3 | 34.5 | 40.1 | 44 | 40.2 | 37.5 | 42.4 | 41 | 49.1 | 55.7 | 50.6 | 45.3 | 42.6 | 43.1 | 54.1 | 59.3 | 53.8 | 47.2 | 51.7 | 53.4 | 65.1 | 70.1 | 64.2 | 56.7 | 66.9 | 68.3 | 75.8 | 78.2 | 73.8 | 69.2 | 70.7 | 72.9 | 82.6 | 85.1 | 79.5 | 73.2 | 73.4 | 75.8 | 86.2 | 88.8 | 81.9 | 74.6 | 68.9 | 71.5 | 83.3 | 86.7 | 78.8 | 71.5 | 67.8 | 69.2 | 81.1 | 85.2 | 75.9 | 69.4 | 52.5 | 53 | 66.4 | 71.2 | 61.5 | 55.6 | 42.4 | 41.5 | 51 | 56.3 | 49.5 | 44.6 | 39.7 | 38.3 | 46.6 | 51.2 | 45.6 | 42.2
722359 | Greenwood Leflore AP | Mississippi | 19.9 | 24.5 | Dry-Bulb (F) | 42.3 | 40.9 | 47.7 | 52.2 | 47.6 | 43.7 | 45.1 | 44.4 | 55.6 | 62.3 | 55.9 | 49.1 | 45.5 | 45.2 | 54.6 | 60.7 | 55.6 | 48.2 | 57.8 | 58.6 | 70.1 | 74.7 | 69.6 | 62 | 62.7 | 64 | 74.5 | 78.2 | 73.5 | 65.6 | 70.2 | 72.9 | 83.4 | 86.5 | 81.1 | 72.9 | 73.5 | 75.6 | 85.7 | 88 | 82.2 | 75.8 | 71.2 | 73.8 | 88.4 | 93.4 | 85.7 | 74.5 | 66.2 | 67.1 | 80.6 | 85.1 | 76.2 | 68.8 | 55.9 | 56 | 68.7 | 72.7 | 64.3 | 58.3 | 52.5 | 52.3 | 62.3 | 67.3 | 59.2 | 54 | 39.4 | 38.9 | 48.3 | 53.6 | 45.8 | 41.5
722350 | Jackson | Mississippi | 21.1 | 25.1 | Dry-Bulb (F) | 39 | 38.2 | 46.3 | 52.2 | 46.3 | 41.2 | 41.7 | 41.9 | 52.1 | 58.2 | 52.2 | 44.9 | 52.2 | 52.2 | 63.5 | 68.4 | 62.2 | 55.7 | 57.2 | 57.6 | 69.2 | 74.3 | 69.1 | 61.1 | 62.2 | 64 | 74.6 | 78.7 | 73.1 | 65.7 | 72 | 73.9 | 83.3 | 86.7 | 82.2 | 75.2 | 73.8 | 76.7 | 87.8 | 89.7 | 83.2 | 76 | 73.8 | 74.8 | 86.2 | 91.2 | 84.2 | 76.4 | 66.3 | 67.2 | 80 | 85.3 | 77.2 | 69 | 54.1 | 54.9 | 71.1 | 76 | 63.9 | 56.9 | 50.4 | 51.1 | 62.4 | 67.1 | 56.5 | 52.4 | 39.4 | 38.3 | 49.1 | 55.7 | 47.5 | 42.3
747686 | Keesler AFB | Mississippi | 30.3 | 34.9 | Dry-Bulb (F) | 43.9 | 42.9 | 50.7 | 54.3 | 49.5 | 46.6 | 51.4 | 50.2 | 57.3 | 60.7 | 56 | 53.5 | 53.4 | 52.6 | 60.7 | 63.7 | 59.5 | 55.8 | 61.8 | 62.7 | 68.7 | 70.2 | 68 | 64.8 | 70.3 | 71.6 | 80.2 | 81.6 | 76.6 | 72.6 | 75.8 | 77.5 | 84.4 | 83.9 | 80.5 | 77.5 | 77.7 | 78.5 | 86.3 | 87.5 | 83.1 | 79.5 | 76.2 | 76.9 | 85.4 | 86.5 | 82.2 | 78.9 | 72.1 | 72.2 | 82 | 84.1 | 78.6 | 74.9 | 60.8 | 60.4 | 72 | 74.5 | 67.4 | 63.3 | 57.5 | 56.4 | 65.5 | 68.6 | 63.4 | 60 | 50.2 | 47.2 | 54.9 | 59.7 | 54.9 | 52.3
722358 | Mccomb Pike County AP | Mississippi | 24.1 | 28 | Dry-Bulb (F) | 43.3 | 42.8 | 51.6 | 56.9 | 50.5 | 45.2 | 47.1 | 45.3 | 52.7 | 59 | 54.8 | 49.9 | 50.1 | 49.9 | 61.2 | 67.2 | 61.3 | 53.9 | 61.5 | 63.2 | 73.2 | 77.5 | 71.5 | 64.2 | 63.7 | 64.9 | 75.5 | 79.7 | 73.9 | 66.4 | 71.2 | 73.3 | 83.7 | 86 | 80.2 | 73.6 | 72.6 | 74.9 | 85.1 | 87.3 | 80.6 | 74.4 | 74.2 | 75.5 | 86.1 | 88.6 | 82.1 | 75.9 | 72.5 | 73 | 81.6 | 84.8 | 78.6 | 74.3 | 59.3 | 59.2 | 71.2 | 75.7 | 66.8 | 61.1 | 47.9 | 47.3 | 58.6 | 63.6 | 54.8 | 49.7 | 42.9 | 42.5 | 52.1 | 58.5 | 50.5 | 45.6
722340 | Meridian | Mississippi | 21.3 | 25.2 | Dry-Bulb (F) | 37.6 | 36.7 | 46.3 | 53.1 | 46.4 | 40.5 | 42.6 | 42.1 | 54.2 | 61 | 53.7 | 46.1 | 52.8 | 51.4 | 62.8 | 68.9 | 63.1 | 56 | 55.6 | 56.3 | 69.5 | 75.7 | 68.7 | 59.2 | 63.6 | 65.3 | 76.8 | 81.3 | 74.3 | 66.1 | 68.2 | 71.7 | 84.3 | 86.8 | 80.5 | 72 | 74 | 75.6 | 85.2 | 86.7 | 81.6 | 76.1 | 72.2 | 73.6 | 85.5 | 88.8 | 83.1 | 75.3 | 66.3 | 67.5 | 79.5 | 84.5 | 76.7 | 69.1 | 52.7 | 53.2 | 70.2 | 74.8 | 62.6 | 55.1 | 45.6 | 46.5 | 58.4 | 63.9 | 54.2 | 48.1 | 40.4 | 40.2 | 50 | 56.6 | 49.3 | 43.7
722345 | Meridian Naas | Mississippi | 20.8 | 25.5 | Dry-Bulb (F) | 39.3 | 37.8 | 46 | 53.9 | 47.4 | 41.5 | 43 | 42.1 | 53.5 | 58.8 | 52.8 | 46.7 | 50.8 | 50 | 61.7 | 66.8 | 61.3 | 53.6 | 56.9 | 57.7 | 71.4 | 76.8 | 69.9 | 61.6 | 65.1 | 67.1 | 77.7 | 81.2 | 74.7 | 67.6 | 69.8 | 72.1 | 81.9 | 84 | 77.8 | 71.6 | 74.4 | 76.6 | 86.1 | 87.6 | 81.7 | 75.9 | 71.9 | 73.6 | 86.1 | 88.4 | 81.4 | 74.1 | 65.5 | 66 | 77.3 | 80.8 | 73.2 | 67.3 | 56.1 | 56.7 | 73.6 | 79.3 | 68.7 | 59.8 | 51.6 | 51.2 | 63.3 | 69.5 | 60.2 | 53.8 | 42.5 | 40.3 | 50.1 | 57 | 49.7 | 45.1
722348 | Pine Belt Rgnl AWOS | Mississippi | 25.1 | 28 | Dry-Bulb (F) | 39.9 | 39.4 | 45.6 | 50.3 | 45.4 | 41.4 | 43 | 41.6 | 49.5 | 54.9 | 50.9 | 46 | 53.9 | 54.2 | 65.1 | 71.5 | 64.4 | 57 | 57.1 | 58.9 | 71.7 | 76.4 | 68.7 | 61.3 | 67.5 | 69.5 | 80.1 | 83.3 | 77.3 | 70.4 | 69.2 | 72.9 | 83.3 | 85.4 | 77.9 | 71.6 | 72.1 | 74.8 | 85 | 85.6 | 79.3 | 73.8 | 69.6 | 71 | 82.3 | 85 | 78.7 | 71.9 | 67.7 | 68.7 | 80.8 | 85 | 76.6 | 70.3 | 51.9 | 52.3 | 66.7 | 71.7 | 61.4 | 55 | 48.5 | 48.6 | 62.5 | 69.1 | 56 | 50.5 | 41 | 40.3 | 51.9 | 57.5 | 49.1 | 44.4
723320 | Tupelo C D Lemons AP | Mississippi | 19.2 | 23.5 | Dry-Bulb (F) | 37.2 | 35.9 | 41.4 | 46.7 | 42.8 | 39.1 | 43 | 42.4 | 50.1 | 54.2 | 50.8 | 45.8 | 50.7 | 50.8 | 60.9 | 66.8 | 60.9 | 53.6 | 56.1 | 56.3 | 68.1 | 73.3 | 68.2 | 60.1 | 58.9 | 61.1 | 71.7 | 75.6 | 71.3 | 63.1 | 69.8 | 72.4 | 83.3 | 86.1 | 81 | 73.4 | 74.9 | 76.3 | 84.8 | 87.9 | 83.3 | 77.7 | 72.8 | 74.4 | 88.2 | 93.6 | 87.6 | 77.2 | 65.4 | 65.9 | 78.3 | 82.8 | 76 | 68.4 | 50.7 | 50.7 | 65.4 | 71.3 | 62.1 | 54.5 | 46.6 | 46.2 | 52.8 | 56.6 | 51.6 | 48.2 | 38.1 | 36.4 | 43.5 | 48.2 | 43.7 | 39.3
723489 | Cape Girardeau Municipal | Missouri | 6.8 | 13.3 | Dry-Bulb (F) | 28.8 | 27.4 | 31.6 | 36.9 | 33.8 | 30.1 | 33.7 | 32.9 | 39.4 | 46.1 | 42.2 | 37.3 | 43.1 | 42.6 | 51.4 | 56.7 | 53 | 46.4 | 44.9 | 46.2 | 56.9 | 60.8 | 56.4 | 49.1 | 54.5 | 56.7 | 66.4 | 70.9 | 66.6 | 59 | 68.5 | 70.8 | 79.5 | 81.9 | 77.7 | 71.3 | 68.3 | 71.2 | 81.9 | 85.5 | 80.2 | 71.7 | 69.9 | 71.9 | 82.8 | 85.6 | 80 | 72.3 | 60.2 | 60.3 | 71.3 | 76.5 | 70.8 | 63.5 | 50.4 | 50.6 | 64.6 | 69.8 | 60.3 | 53.4 | 47.3 | 46.9 | 53.4 | 56.4 | 51.3 | 48.6 | 33.4 | 32.4 | 37.8 | 41.4 | 37.7 | 35.1
724450 | Columbia | Missouri | -0.3 | 5.4 | Dry-Bulb (F) | 23.7 | 22.1 | 28.5 | 33.8 | 29.7 | 26.7 | 23.8 | 22.3 | 28.2 | 34.1 | 31.2 | 27.5 | 41.1 | 39.7 | 48 | 54.2 | 49.8 | 44.1 | 49.2 | 49.1 | 58.5 | 63.9 | 59.9 | 53.4 | 57.9 | 58.2 | 68 | 72.7 | 69.2 | 62.2 | 64.7 | 65.8 | 76.3 | 80.5 | 76.7 | 68.7 | 69.9 | 70.9 | 82.4 | 87.9 | 83.7 | 73.9 | 68.3 | 68.9 | 78.7 | 82.9 | 78.3 | 71.3 | 61.4 | 61.1 | 74.2 | 80.1 | 73 | 65.2 | 49.8 | 48.4 | 58 | 63.4 | 57.7 | 52.4 | 37.4 | 36.1 | 43.3 | 47.9 | 43 | 39.6 | 28.1 | 26.9 | 32.1 | 36.3 | 33 | 30.3
723495 | Joplin Municipal AP | Missouri | 4.7 | 11.6 | Dry-Bulb (F) | 29.8 | 28.2 | 32.4 | 38 | 34.3 | 31.1 | 34.8 | 33.7 | 39.7 | 44.1 | 41.2 | 37.9 | 47 | 45.6 | 53.8 | 59.4 | 55.9 | 50.4 | 53.9 | 53.9 | 61.4 | 66 | 62.6 | 56.6 | 63.2 | 64.4 | 72.1 | 76.1 | 72.9 | 65.7 | 68.3 | 69.1 | 78 | 82.4 | 79.1 | 71.4 | 70.7 | 72.6 | 84.3 | 89.5 | 84.6 | 74.7 | 76.8 | 76.9 | 88.5 | 94.7 | 88.5 | 79.1 | 70.5 | 69.8 | 79.4 | 85.6 | 80.3 | 72.8 | 53.5 | 53.2 | 64 | 68.7 | 62.1 | 56.3 | 49.1 | 48.1 | 57.4 | 62.4 | 56.2 | 51.2 | 36.8 | 36.1 | 43 | 49.1 | 43.5 | 38.6
724459 | Kaiser Mem (AWOS) | Missouri | 4.6 | 11.1 | Dry-Bulb (F) | 29.7 | 29.6 | 32.3 | 35.5 | 33.6 | 31 | 32.9 | 31 | 38.4 | 45.2 | 42.2 | 36.8 | 40.5 | 38.8 | 48.6 | 54.4 | 50.4 | 44.3 | 50.2 | 49.9 | 59.1 | 63.5 | 60.4 | 54 | 56.8 | 57.8 | 67.4 | 72.1 | 68.6 | 60.5 | 66 | 68 | 79.7 | 83.9 | 79.2 | 70.7 | 71 | 72.9 | 85.7 | 90.4 | 85.3 | 75.5 | 69.1 | 70 | 80.9 | 86 | 80.8 | 72.9 | 65.7 | 65.4 | 77.3 | 82.8 | 76 | 68.4 | 50.3 | 50.2 | 59.6 | 63.9 | 58.4 | 53.3 | 45.1 | 43.8 | 50 | 54.8 | 49.9 | 46.4 | 29.7 | 27.7 | 33 | 38.6 | 35.5 | 32.1
724460 | Kansas City | Missouri | -2.1 | 3.5 | Dry-Bulb (F) | 22.4 | 21.4 | 27.6 | 33.9 | 29.7 | 25.9 | 25.7 | 23.7 | 30.8 | 37.9 | 34.2 | 29.2 | 36.3 | 35.1 | 43.5 | 51.1 | 47.2 | 40 | 47.7 | 47.5 | 57.8 | 63.2 | 59.4 | 52.3 | 58.3 | 58.7 | 68.2 | 73 | 70.8 | 63.4 | 69 | 70.2 | 78.5 | 83.1 | 79.6 | 72.2 | 71.1 | 71.4 | 79.8 | 84.2 | 80.5 | 74.2 | 69.8 | 69.2 | 77.8 | 83.2 | 79.9 | 73.1 | 63.7 | 62.5 | 72.9 | 78.7 | 73.7 | 66.8 | 50.6 | 50 | 58.5 | 64.6 | 58.1 | 53.1 | 37.3 | 35.8 | 42 | 47.9 | 42.9 | 38.9 | 26.7 | 25.4 | 30.2 | 35.7 | 31.5 | 28.2
724463 | Kansas City Downtown AP | Missouri | 2 | 7.8 | Dry-Bulb (F) | 28 | 26.4 | 29.5 | 33.6 | 31.9 | 29.3 | 39 | 37.6 | 41.6 | 46.7 | 44.9 | 41.2 | 45.2 | 43.4 | 49.2 | 55.3 | 53.4 | 48.7 | 52 | 51.9 | 58.6 | 62.8 | 60.4 | 55.1 | 64 | 64 | 72.1 | 76 | 73.4 | 68.1 | 70.2 | 70.3 | 78.5 | 82.7 | 80.6 | 74.3 | 76.5 | 75.8 | 81.6 | 86 | 84.3 | 79.6 | 77 | 76.6 | 86.1 | 91.1 | 87 | 80.6 | 71.2 | 69.7 | 77.4 | 82.6 | 79 | 74 | 52.5 | 51.5 | 59.3 | 65.6 | 61.2 | 55.4 | 38.6 | 36.8 | 43.9 | 49.3 | 45.8 | 41.2 | 34.7 | 33.5 | 37.7 | 43.8 | 40.1 | 36.8
724455 | Kirksville Regional AP | Missouri | -4 | 1 | Dry-Bulb (F) | 20.4 | 18 | 23.1 | 28.8 | 24 | 21.6 | 27.7 | 26.1 | 31.9 | 37.8 | 33.3 | 29.4 | 33.2 | 33.2 | 38.9 | 43.2 | 40.2 | 36.5 | 46 | 46.1 | 54.6 | 58.9 | 55.8 | 49.3 | 61.2 | 62.3 | 71.2 | 76 | 72.1 | 65.1 | 64.6 | 65.8 | 72.9 | 77 | 73.5 | 67.8 | 70.5 | 71.7 | 79.7 | 83.6 | 80.9 | 74 | 67.1 | 67.9 | 77.3 | 81.6 | 76.7 | 69.7 | 56.7 | 56.3 | 67.2 | 72.4 | 66.4 | 59.5 | 49.8 | 48.8 | 56.8 | 61.3 | 56.4 | 52 | 34.2 | 32.2 | 40.2 | 45.5 | 39.8 | 36.1 | 14.6 | 13.7 | 17.2 | 21.3 | 18 | 15.5
723300 | Poplar Bluff (AMOS) | Missouri | 8.8 | 14.4 | Dry-Bulb (F) | 31.6 | 30.1 | 35.4 | 40.3 | 37.5 | 34.4 | 33.2 | 31.7 | 35.3 | 39.8 | 37.5 | 35.1 | 44.5 | 43.7 | 53.2 | 58.4 | 53.9 | 47.4 | 54.9 | 56 | 63.8 | 67.8 | 63.9 | 58.4 | 58 | 61.1 | 73.2 | 76.3 | 71.1 | 62.5 | 68 | 69.7 | 79.1 | 82.5 | 78.4 | 71.3 | 73.2 | 75.5 | 87.2 | 88.8 | 84.2 | 76.7 | 71.3 | 72.3 | 83.3 | 86.9 | 81.2 | 74.3 | 61.1 | 62.1 | 74.8 | 80.5 | 72.4 | 64 | 56.7 | 56.5 | 66.1 | 71.6 | 65.1 | 59.9 | 39.3 | 38.8 | 48.9 | 54.4 | 47.4 | 42 | 32.2 | 31.1 | 36.8 | 41.7 | 37.7 | 34
724400 | Springfield | Missouri | 2.8 | 9.3 | Dry-Bulb (F) | 29.7 | 29.1 | 34.3 | 40 | 34.8 | 30.4 | 27 | 25.7 | 32.5 | 38.6 | 35.4 | 31.3 | 42.9 | 41.9 | 50.2 | 56.8 | 52.4 | 46.2 | 50.6 | 50.5 | 60.6 | 66.2 | 61.8 | 54 | 55.3 | 56.9 | 66.6 | 71.1 | 66.1 | 58.4 | 65.1 | 68.7 | 80.1 | 83.6 | 78.2 | 68.7 | 70 | 71.4 | 82.9 | 87.5 | 82.8 | 74 | 69.2 | 69.9 | 80.5 | 85.7 | 79.9 | 72.2 | 60.9 | 60.5 | 71.1 | 76.2 | 70.8 | 64.1 | 52.1 | 51.6 | 60.9 | 66.7 | 60.2 | 54 | 38.8 | 38 | 46.8 | 52.1 | 44.9 | 40.3 | 33.7 | 32.2 | 38.9 | 44.9 | 39.3 | 35.6
724345 | St Louis Spirit Of St Lou | Missouri | 4.3 | 10.2 | Dry-Bulb (F) | 27.1 | 26.3 | 29.9 | 34 | 32 | 29 | 30.5 | 30.3 | 37.4 | 42.9 | 39.1 | 33.3 | 40.6 | 38.3 | 48.7 | 56.2 | 52.7 | 45.4 | 54 | 53.4 | 62.8 | 68.5 | 65.2 | 58 | 59.9 | 61.5 | 71.5 | 75.3 | 70 | 63.1 | 65.8 | 68.1 | 77.6 | 80.8 | 77.2 | 70.1 | 70.5 | 71.4 | 81.6 | 87.3 | 83.8 | 74.5 | 68.9 | 70.7 | 81.7 | 86.3 | 80.2 | 71.9 | 57.4 | 58.5 | 74 | 79.8 | 70.9 | 60.8 | 50 | 49.7 | 62.4 | 67.2 | 58.8 | 52.9 | 45.7 | 45.6 | 52.8 | 57.7 | 52.7 | 47.7 | 36.4 | 34.9 | 40 | 45.1 | 41.4 | 38.2
724340 | St. Louis | Missouri | 2 | 8 | Dry-Bulb (F) | 26.3 | 24.4 | 28.9 | 34.4 | 31.5 | 28.8 | 31.4 | 30 | 35.4 | 40.6 | 37.8 | 34.2 | 44.6 | 43.6 | 51.5 | 56.6 | 53.4 | 48.3 | 52.7 | 52 | 58.8 | 64.4 | 62 | 55.9 | 58.1 | 59.6 | 66.7 | 70.3 | 68.1 | 62.6 | 70.1 | 70.3 | 79.5 | 84.4 | 81.9 | 74.8 | 74.6 | 74.7 | 83.2 | 88.3 | 85.5 | 78.9 | 72.2 | 71.9 | 80.2 | 84.3 | 81.3 | 75.6 | 63.6 | 62.9 | 74.5 | 79 | 73.7 | 67.2 | 48.4 | 47.8 | 59 | 65.3 | 58.7 | 52.7 | 40.8 | 39.5 | 45.9 | 51.1 | 47.4 | 43.3 | 29.1 | 27.3 | 32 | 36.6 | 33.1 | 30.5
724467 | Whiteman AFB | Missouri | 1.5 | 7.8 | Dry-Bulb (F) | 31.9 | 30.8 | 35 | 39.4 | 36 | 33.2 | 32.6 | 30.7 | 38.6 | 45.8 | 40 | 34.4 | 36.6 | 36.3 | 41.3 | 45.1 | 42.7 | 38.7 | 47.3 | 47.7 | 56.8 | 62.9 | 58.8 | 50.6 | 57.4 | 58.6 | 70.2 | 75.1 | 70.8 | 62.6 | 67.6 | 69.4 | 79.6 | 83.6 | 79.8 | 71.3 | 69.6 | 70.8 | 82.8 | 88.3 | 82.8 | 73.6 | 68 | 68.5 | 79 | 84.2 | 79.7 | 70.9 | 59.3 | 59.1 | 70.1 | 76.2 | 69.2 | 61.8 | 51.4 | 50.7 | 64.2 | 69.8 | 61.7 | 55.1 | 36.8 | 35.8 | 39.7 | 43.1 | 39.5 | 37.2 | 35.7 | 34.8 | 42.8 | 48.3 | 42.1 | 38
726770 | Billings | Montana | -12.7 | -6.6 | Dry-Bulb (F) | 21.1 | 20.7 | 24.5 | 29.6 | 25 | 22 | 24.1 | 23.2 | 27.9 | 34.2 | 31.2 | 27.1 | 31 | 30.1 | 36.4 | 42.1 | 38.8 | 33.6 | 39.4 | 39.1 | 50.4 | 56.6 | 52.3 | 44.2 | 47.5 | 48.4 | 59.9 | 65.2 | 61.5 | 53.2 | 56.7 | 57.4 | 69 | 75.1 | 72.1 | 62.9 | 62.7 | 63.2 | 75.1 | 82.9 | 79.3 | 69.6 | 62.3 | 60.3 | 73.7 | 81.7 | 77.4 | 67.9 | 52.6 | 50.2 | 62.9 | 72.7 | 67.7 | 59.1 | 43.7 | 41.5 | 52.4 | 60.1 | 53.6 | 47.5 | 34.2 | 33.4 | 38.2 | 42.6 | 38 | 35.1 | 25.3 | 25.2 | 29.6 | 34.8 | 29.5 | 26.3
726797 | Bozeman Gallatin Field | Montana | -18.8 | -10.6 | Dry-Bulb (F) | 18.8 | 16.8 | 20.3 | 26 | 22.6 | 20.4 | 15.3 | 14.5 | 21.1 | 27.1 | 22.2 | 16.9 | 28.1 | 27.6 | 37.2 | 42.7 | 38.5 | 31.4 | 35.6 | 35.6 | 46.2 | 52.6 | 49 | 40 | 41.1 | 42.6 | 54.3 | 60 | 56.1 | 46.7 | 48.3 | 50.7 | 63.6 | 69.4 | 66.6 | 55.7 | 55.3 | 57.4 | 74.2 | 83.1 | 77.1 | 62.8 | 54.7 | 55.9 | 75.8 | 86.7 | 80.8 | 65 | 45.6 | 44.8 | 60.8 | 70 | 63.6 | 51.9 | 35 | 33.5 | 44.6 | 52.7 | 45 | 37.3 | 24.1 | 23.1 | 31.4 | 38.7 | 31.6 | 27 | 21.2 | 19.6 | 24.5 | 29.6 | 25.5 | 22.9
726785 | Butte Bert Mooney AP | Montana | -21.6 | -12.7 | Dry-Bulb (F) | 17 | 15.9 | 21.2 | 27.5 | 23.5 | 18.8 | 17.1 | 14.3 | 20.6 | 30.8 | 27.4 | 21.9 | 26.3 | 23.7 | 33.9 | 41.6 | 38.2 | 30.4 | 31.8 | 31 | 44.1 | 50.6 | 48 | 38.1 | 38.6 | 38.6 | 49.2 | 54.3 | 52.9 | 44 | 44.6 | 46.3 | 63.1 | 68.3 | 64.1 | 53.1 | 50.1 | 50.5 | 70.2 | 76.3 | 72 | 59.3 | 53.3 | 51.9 | 70.5 | 79.7 | 75.3 | 62.2 | 40.8 | 40 | 56.5 | 64.5 | 58.8 | 46.7 | 31.4 | 29.5 | 44.4 | 54.2 | 46.7 | 36.2 | 21.5 | 19.5 | 27.8 | 36.4 | 29.1 | 24.6 | 18.4 | 16.7 | 20.6 | 28.4 | 24 | 19
727796 | Cut Bank | Montana | -20.2 | -15.1 | Dry-Bulb (F) | 21.5 | 21.6 | 24.8 | 27.9 | 24.5 | 23.2 | 21.8 | 21.8 | 29.5 | 33.8 | 27 | 22.3 | 24.2 | 23.9 | 32.5 | 37.6 | 32.7 | 26.9 | 33.8 | 34.8 | 44.6 | 51.4 | 47.3 | 38.7 | 41.7 | 43.8 | 55.6 | 60.1 | 56.4 | 47.1 | 49.4 | 53.1 | 64 | 68.2 | 63.9 | 53.7 | 53.7 | 55.7 | 68.6 | 74.8 | 71.7 | 61.2 | 53.9 | 55.5 | 67.4 | 73.1 | 68.6 | 58.6 | 45.3 | 43.9 | 58.4 | 64.9 | 58.9 | 50.2 | 38.4 | 37.8 | 46.3 | 51.9 | 46.5 | 40.6 | 31.5 | 31.7 | 37.5 | 40 | 33.7 | 30.9 | 25.9 | 25.7 | 30.1 | 33.5 | 29.2 | 26
727680 | Glasgow | Montana | -23 | -16.8 | Dry-Bulb (F) | 6.3 | 5.5 | 8.4 | 12.8 | 10.3 | 7.3 | 17.1 | 16.2 | 23.4 | 30.7 | 24.9 | 19.8 | 26.8 | 26.4 | 35.9 | 42.5 | 37.7 | 30.5 | 36.6 | 38.1 | 48.6 | 54.5 | 50.2 | 41 | 49.8 | 52 | 62.8 | 67.8 | 64.6 | 55.9 | 54.2 | 57.6 | 70.6 | 76.1 | 71.5 | 60.7 | 62.5 | 64.8 | 76.1 | 81.5 | 78.4 | 68.7 | 60.7 | 62.5 | 74.3 | 80.9 | 75.9 | 65.9 | 49.3 | 48.9 | 61.6 | 69.2 | 63.2 | 53.8 | 38.9 | 38.3 | 47.9 | 54.3 | 47.8 | 40.9 | 28.4 | 26.6 | 35.4 | 42.8 | 35.2 | 30.6 | 15.7 | 14.1 | 18 | 22.3 | 20.8 | 18.9
726676 | Glendive (AWOS) | Montana | -18.5 | -13.4 | Dry-Bulb (F) | 15.9 | 14.3 | 19 | 24.4 | 19 | 17.4 | 21.2 | 20.1 | 30.7 | 38.3 | 29.8 | 24 | 15.1 | 14.5 | 21.3 | 26.4 | 21.6 | 17.7 | 39.8 | 39.4 | 48.8 | 54.6 | 50.8 | 43 | 44.7 | 48.1 | 58.7 | 63.2 | 58.7 | 49.1 | 51.9 | 55.6 | 67.1 | 71.2 | 67.8 | 57.6 | 62.9 | 66.4 | 80.9 | 86.8 | 82.3 | 69.5 | 59.2 | 61.4 | 75.9 | 82 | 76 | 64.7 | 48.8 | 48.5 | 62.8 | 69.3 | 62.3 | 52.9 | 31.1 | 30.2 | 39.1 | 43.9 | 38.1 | 33.3 | 30.3 | 28.6 | 36.4 | 40.2 | 32.9 | 30.1 | 13.5 | 12 | 16.8 | 21.7 | 16.8 | 14.7
727750 | Great Falls | Montana | -18.1 | -12.2 | Dry-Bulb (F) | 13.4 | 13.5 | 17.7 | 21.3 | 17.1 | 13.9 | 24.2 | 23.4 | 29.8 | 35.6 | 30 | 25.5 | 27 | 27.1 | 35.6 | 40.3 | 35.6 | 29.7 | 37 | 37.6 | 47.4 | 52.5 | 48.6 | 40.9 | 41.8 | 44.1 | 53.6 | 58.5 | 56 | 47.1 | 51.4 | 53.9 | 66.6 | 72.2 | 68.1 | 57.5 | 57.9 | 60.6 | 74 | 80.6 | 76.8 | 64.2 | 57.2 | 57.7 | 71.1 | 77.2 | 72.9 | 63 | 51.3 | 51.8 | 62.3 | 68.2 | 62.6 | 54.4 | 42.5 | 41.6 | 51 | 56.6 | 49.6 | 43.8 | 33.5 | 32.5 | 38.3 | 43.5 | 39.7 | 35.1 | 22.5 | 21.3 | 25.6 | 30.8 | 24.8 | 22.9
727770 | Havre City-County AP | Montana | -24.9 | -18.3 | Dry-Bulb (F) | 16.8 | 16.4 | 21.1 | 27.4 | 23 | 19.3 | 14.8 | 14.7 | 19.5 | 24.8 | 21 | 17.9 | 17.8 | 17.6 | 24.4 | 29 | 24.3 | 19.5 | 37.5 | 38.7 | 53.9 | 60.3 | 54.9 | 44.2 | 45.9 | 47.8 | 60.9 | 65.3 | 62.1 | 51 | 52.8 | 56.1 | 66.9 | 71.4 | 68.6 | 57.9 | 57.1 | 61 | 78 | 85.2 | 81.4 | 65.6 | 58 | 58.5 | 75.2 | 82.4 | 76.7 | 63.5 | 47.4 | 46.9 | 60.5 | 67.4 | 61 | 51.5 | 37.5 | 36.4 | 47.2 | 52.7 | 45 | 40.1 | 29.7 | 28.8 | 36.7 | 44.1 | 35.1 | 31.1 | 23 | 23.5 | 27.7 | 32.2 | 27 | 23.9
727720 | Helena | Montana | -17.1 | -9.8 | Dry-Bulb (F) | 18.9 | 17.6 | 24.1 | 31.8 | 26.4 | 22.1 | 23.5 | 21.6 | 24.4 | 30.2 | 28 | 24.7 | 29.9 | 29 | 37.5 | 44 | 40.8 | 33.9 | 36.3 | 34.9 | 45.5 | 52.8 | 49 | 40.5 | 45.4 | 46.2 | 56.1 | 62.2 | 59.3 | 50.7 | 54.3 | 54.9 | 66.5 | 72.7 | 70.3 | 60.8 | 58.4 | 59.9 | 72 | 80.7 | 76.7 | 65.9 | 56.1 | 56.2 | 68.2 | 76.5 | 72.4 | 62.7 | 52 | 49.5 | 59.2 | 68.9 | 65.1 | 56.1 | 38.3 | 35.9 | 43.7 | 52.2 | 48.1 | 41.4 | 29.8 | 28.7 | 36 | 41.8 | 36.2 | 31.6 | 20.9 | 19 | 22.9 | 29.1 | 24.4 | 21.3
727790 | Kalispell | Montana | -10.8 | -2.7 | Dry-Bulb (F) | 22.8 | 21.9 | 24.3 | 30 | 27.5 | 24.2 | 25.1 | 23.5 | 27.1 | 33.4 | 30.4 | 26.7 | 26.8 | 25.4 | 31.1 | 37.3 | 35.1 | 30.2 | 37.4 | 36.8 | 48.1 | 54 | 51.1 | 42.2 | 42.8 | 44.7 | 55.4 | 61.4 | 59.6 | 48.3 | 49.3 | 51.8 | 63.7 | 69.5 | 66.7 | 56.2 | 51.5 | 54.7 | 71.4 | 78.9 | 76.7 | 59.8 | 55.7 | 57.7 | 71.6 | 79.8 | 75.8 | 62.9 | 45.7 | 45.2 | 58.6 | 67 | 61.9 | 49.9 | 33.9 | 32.4 | 43.7 | 53 | 47.2 | 37.8 | 28.5 | 27.8 | 32.5 | 37.4 | 33.5 | 29.1 | 22.3 | 21.7 | 24.4 | 28.9 | 25.4 | 23.3
726776 | Lewistown | Montana | -17.4 | -11.1 | Dry-Bulb (F) | 22.7 | 22.6 | 25.3 | 28.4 | 24.3 | 23.4 | 22.5 | 23.4 | 27.9 | 30.7 | 26.5 | 22.4 | 26 | 25.9 | 32.6 | 36.3 | 32.1 | 26.9 | 35.2 | 36 | 47.4 | 52.6 | 48.2 | 39.6 | 42 | 45.4 | 55.5 | 59.1 | 54.3 | 45.7 | 48.6 | 52.7 | 63.5 | 67.2 | 63.2 | 53.7 | 54.1 | 58.9 | 72.7 | 78.2 | 73 | 60.9 | 49.5 | 53.9 | 67.5 | 72.2 | 65.7 | 55 | 47.8 | 47.8 | 60.7 | 66.3 | 59 | 50.3 | 38.1 | 39 | 49.9 | 54.4 | 46.6 | 40.3 | 32 | 32 | 40.5 | 43.4 | 36.2 | 32.5 | 24.4 | 23.7 | 28.6 | 32.4 | 25.7 | 24.3
742300 | Miles City Municipal AP | Montana | -18.2 | -11.7 | Dry-Bulb (F) | 10.8 | 8.9 | 14.4 | 20.2 | 16.7 | 12.7 | 17.9 | 16.3 | 23.4 | 31.5 | 27.1 | 21 | 25.3 | 24.1 | 33.9 | 40.9 | 37.6 | 30.7 | 40.2 | 39.4 | 51.1 | 57.9 | 53.1 | 44.7 | 49.8 | 52.5 | 64.8 | 69.4 | 65.9 | 55.7 | 57.2 | 61.2 | 73.3 | 78.9 | 74 | 63.2 | 65.5 | 66.5 | 79.5 | 86.4 | 83.5 | 71.7 | 60.3 | 59.7 | 71.2 | 79 | 74.4 | 65.3 | 51 | 49.9 | 62.9 | 70.4 | 65.6 | 57 | 41 | 38.8 | 48.8 | 56.8 | 50.2 | 44.3 | 28.9 | 28 | 34.9 | 41.2 | 35.4 | 31.1 | 21.7 | 20.7 | 25.7 | 30.9 | 25.6 | 22.2
727730 | Missoula | Montana | -8.5 | -0.2 | Dry-Bulb (F) | 23.5 | 22.2 | 24.3 | 30 | 28.7 | 26.2 | 27.1 | 24.2 | 30.1 | 39.1 | 36.4 | 29.9 | 33 | 31.3 | 38.2 | 45.3 | 41.7 | 35.4 | 36.6 | 35.4 | 46.4 | 54.8 | 52.5 | 42.2 | 43.8 | 43.7 | 54.3 | 62.4 | 60.8 | 49.2 | 51.3 | 52 | 65.2 | 73.2 | 71.4 | 59.8 | 55.5 | 56.6 | 69.1 | 78.8 | 76.9 | 64.4 | 58.3 | 57.4 | 69.1 | 78.9 | 75.5 | 65.1 | 48.8 | 45.7 | 58.2 | 69.6 | 65.3 | 54 | 36 | 33.8 | 43.2 | 53.6 | 48 | 39.9 | 30.6 | 29.8 | 34.8 | 40.4 | 36.2 | 32.1 | 22.4 | 22.3 | 23.7 | 28.1 | 25.8 | 23.2
727687 | Sidney-Richland | Montana | -20.2 | -14.4 | Dry-Bulb (F) | 1.9 | 1.1 | 5.1 | 9 | 3.9 | 1.7 | 20 | 18.7 | 27.4 | 32.8 | 25.5 | 21.3 | 14.1 | 14.2 | 22.2 | 27.7 | 22.1 | 17 | 38.1 | 39 | 52.4 | 58.5 | 52.8 | 42.5 | 43.5 | 46.4 | 55 | 58.6 | 54.3 | 47 | 50.1 | 54.7 | 65.5 | 68.4 | 64.8 | 54.4 | 62.2 | 65.2 | 77.2 | 83.3 | 78.7 | 68.2 | 57.9 | 59.5 | 74.4 | 81.5 | 75.7 | 63.5 | 49.3 | 50.3 | 67.5 | 75.6 | 65.3 | 54.1 | 31 | 29.9 | 39.1 | 44.1 | 37.4 | 32.9 | 27.2 | 26.8 | 33.9 | 38.4 | 32.7 | 28.9 | 8.1 | 8.3 | 14 | 18.1 | 12.8 | 9.5
725540 | Bellevue Offutt AFB | Nebraska | -3.9 | 1.2 | Dry-Bulb (F) | 16.1 | 15.1 | 20.5 | 26.6 | 23.3 | 18.8 | 34.3 | 33.1 | 37 | 42.3 | 39.9 | 36.1 | 36.3 | 35.3 | 41.9 | 47.8 | 45.4 | 40 | 42 | 41.3 | 48.6 | 53.4 | 51.9 | 45.5 | 52.8 | 53.4 | 63.2 | 68.7 | 65.8 | 58.2 | 68.8 | 69.1 | 77.8 | 82 | 79.5 | 72.7 | 70.1 | 69.9 | 79.5 | 84.7 | 81.9 | 74.4 | 67.2 | 66.5 | 76.8 | 82.4 | 79 | 71.2 | 59.3 | 58.2 | 68.3 | 74.1 | 70.2 | 63.6 | 43.1 | 42 | 48.5 | 53.4 | 49.6 | 45 | 31.1 | 30.5 | 34.2 | 38.1 | 35.6 | 33.1 | 27.8 | 25.4 | 32.4 | 40 | 35.3 | 30.4
725565 | Columbus Muni (AWOS) | Nebraska | -5.9 | -1.6 | Dry-Bulb (F) | 17.6 | 16.1 | 19.8 | 25 | 22.1 | 18.8 | 21.9 | 19.6 | 25 | 31.7 | 28.7 | 24.4 | 24 | 22.7 | 32.6 | 40.3 | 36.2 | 28.2 | 43.8 | 42.7 | 55.7 | 62.9 | 59.3 | 49.2 | 56.9 | 57.7 | 67.2 | 71.6 | 68.6 | 60.8 | 62.5 | 63.1 | 70 | 74.5 | 73.1 | 66.4 | 69.9 | 70.1 | 81.5 | 88.1 | 84.6 | 73.8 | 62.8 | 63 | 74.3 | 80.2 | 75.5 | 66 | 57.9 | 57.1 | 68.7 | 74.8 | 68.3 | 60.3 | 46.2 | 44.6 | 57.1 | 65.1 | 57.9 | 50.1 | 34.5 | 33.7 | 41.5 | 47.5 | 40.5 | 35.4 | 23.6 | 23.3 | 27.5 | 32.5 | 27.4 | 24.7
725520 | Grand Island | Nebraska | -7.3 | -1.8 | Dry-Bulb (F) | 13 | 11.5 | 17.2 | 25.4 | 21.1 | 16.1 | 19 | 18.1 | 24.9 | 32 | 27.7 | 22.1 | 32.7 | 30.3 | 38.8 | 46.3 | 43.5 | 36.7 | 44.7 | 43.5 | 54.8 | 61.8 | 58.6 | 49.1 | 52.2 | 53 | 65 | 70.7 | 67.1 | 56.6 | 64.6 | 64.9 | 75.7 | 82.8 | 80.2 | 70.1 | 67.1 | 67.8 | 80 | 86.4 | 82.7 | 71.8 | 65.8 | 65.2 | 76.4 | 83.9 | 79.8 | 69.6 | 57.6 | 56.4 | 68.2 | 76.4 | 70.7 | 61.2 | 44.8 | 42.9 | 55.3 | 62.8 | 55.2 | 47.7 | 29.9 | 28.2 | 36.8 | 44.5 | 35.9 | 31.1 | 22.7 | 21.5 | 26.8 | 33.5 | 27.4 | 23.9
725526 | Kearney Muni (AWOS) | Nebraska | -2.8 | 2.2 | Dry-Bulb (F) | 21.3 | 20.1 | 26.4 | 35.1 | 29.4 | 23.9 | 30.4 | 28.8 | 37.6 | 48.3 | 42.4 | 34.4 | 23.5 | 22 | 30.8 | 37.5 | 34.2 | 27.4 | 42.6 | 42.1 | 55 | 62.6 | 59.4 | 48.4 | 53.2 | 52.5 | 58.7 | 63.7 | 61.5 | 56.2 | 61.7 | 61.9 | 69.9 | 74.7 | 72.7 | 65.3 | 68.7 | 68.7 | 78.4 | 84.9 | 81.2 | 72.2 | 62.8 | 62.2 | 72.3 | 78 | 74.3 | 65.9 | 61.2 | 59.6 | 71.8 | 80.7 | 74.5 | 64.9 | 40.1 | 38.9 | 46 | 52.6 | 47.3 | 41.5 | 32.8 | 30.9 | 40.8 | 50.1 | 41.6 | 35.3 | 24.1 | 22.4 | 30 | 38.5 | 31.7 | 27
725510 | Lincoln Municipal AP | Nebraska | -6.3 | -0.2 | Dry-Bulb (F) | 20.5 | 19.2 | 25.2 | 32.5 | 27.5 | 22.4 | 26.9 | 24.3 | 32.2 | 40.2 | 36.1 | 30.4 | 37 | 36 | 46.5 | 54.3 | 49.7 | 40.8 | 47.5 | 47.2 | 57.5 | 62.6 | 58.6 | 51 | 57.2 | 57.9 | 67 | 72.4 | 68.8 | 61.4 | 68.9 | 70 | 80.3 | 85.3 | 81.4 | 73.5 | 70.4 | 70.3 | 80.4 | 86.7 | 83.5 | 74.9 | 64.8 | 64.9 | 75.5 | 81 | 77 | 68.5 | 57.5 | 56.5 | 68.7 | 75.8 | 69.9 | 61.7 | 47.5 | 46.1 | 58.2 | 65.7 | 58.7 | 51.3 | 31.7 | 30.5 | 37.3 | 44.2 | 37.7 | 32.8 | 21.2 | 20.2 | 26.3 | 32.9 | 28.3 | 24.1
725560 | Norfolk | Nebraska | -9.5 | -4.3 | Dry-Bulb (F) | 13 | 12.1 | 17.4 | 23.7 | 18 | 14.4 | 20.6 | 19 | 25.5 | 32.1 | 27.5 | 22.4 | 32.6 | 30.9 | 37.4 | 44 | 42.6 | 36.9 | 44.4 | 42.9 | 53 | 60.8 | 57.5 | 49.1 | 52.7 | 53.2 | 65.5 | 70.8 | 67.7 | 58.3 | 62.9 | 63.2 | 73.1 | 79.7 | 76.7 | 68.1 | 69.7 | 68.9 | 78.7 | 86.1 | 84.3 | 74.8 | 66 | 65.7 | 74.5 | 80.9 | 78 | 69.8 | 58.1 | 58.5 | 68 | 74.5 | 70.4 | 61.1 | 45.2 | 44 | 54.2 | 60.5 | 54.6 | 48.1 | 28.3 | 26.8 | 34 | 41.3 | 34.5 | 29.7 | 19.7 | 18.2 | 21.8 | 27.3 | 24.1 | 21.1
725620 | North Platte | Nebraska | -9.1 | -2.8 | Dry-Bulb (F) | 18.5 | 16.3 | 27.6 | 41.1 | 30.2 | 22 | 20.8 | 19.4 | 26.6 | 35.6 | 31.5 | 23.8 | 30.4 | 28.1 | 38.3 | 46.7 | 42.8 | 34.2 | 39.6 | 38.9 | 51.5 | 59.4 | 55.1 | 44.4 | 49.1 | 48.9 | 59.6 | 66.2 | 63.9 | 53 | 60.1 | 59.9 | 72.3 | 79 | 76.2 | 65.5 | 65.6 | 64.9 | 77.8 | 86.2 | 82.6 | 71 | 63.1 | 62.6 | 75.6 | 84.1 | 78.9 | 67.1 | 52.2 | 51.1 | 64.6 | 73.4 | 67 | 56.1 | 40.8 | 39.4 | 51.3 | 60.6 | 53.3 | 44 | 30.5 | 28.8 | 40 | 50.9 | 40.9 | 34 | 21.6 | 19.7 | 30.5 | 43.9 | 34.1 | 24.6
725530 | Omaha | Nebraska | -8.1 | -2.7 | Dry-Bulb (F) | 16.7 | 15.9 | 20.2 | 27 | 22.7 | 18.7 | 20.1 | 18.4 | 23.8 | 30 | 27.7 | 23.4 | 35.8 | 34.2 | 42 | 48.4 | 45.3 | 38.5 | 48.8 | 47.6 | 56.3 | 62.7 | 59.9 | 53.5 | 55.4 | 55 | 65.5 | 71.7 | 68.7 | 60.6 | 67.7 | 67.6 | 75 | 81.1 | 79.9 | 72.3 | 70.6 | 70.3 | 79.1 | 83.8 | 81.2 | 74.6 | 69.1 | 68.3 | 77.1 | 82.8 | 80 | 73.2 | 59 | 58.1 | 70.1 | 77.8 | 71.8 | 62.8 | 46.5 | 45.6 | 56.8 | 64.4 | 57.1 | 49.1 | 33 | 31 | 38.9 | 45.4 | 40.1 | 35.3 | 23.6 | 21.5 | 26.1 | 31.6 | 27.2 | 24.4
725500 | Omaha Eppley Airfield | Nebraska | -7.4 | -1.5 | Dry-Bulb (F) | 19.8 | 18.5 | 22.9 | 29.2 | 26 | 22.6 | 19.8 | 18.4 | 23.9 | 29.7 | 27.3 | 22.3 | 33.5 | 32 | 41.7 | 49.8 | 46.9 | 39.1 | 48 | 47.2 | 56.2 | 62 | 58.7 | 51.8 | 57.3 | 57.7 | 66.3 | 71.4 | 68.3 | 61.1 | 67.8 | 68.9 | 77.9 | 82.1 | 79.2 | 71.3 | 70.9 | 70.9 | 80.8 | 87 | 84.3 | 75.4 | 69.3 | 69.2 | 77.7 | 82.8 | 79 | 72.3 | 60.3 | 59.6 | 69.8 | 75.7 | 70.2 | 63 | 48.4 | 46.2 | 56.5 | 64.9 | 59.8 | 52.1 | 37.9 | 36.4 | 43.5 | 49.1 | 43.9 | 39.8 | 24.7 | 24.1 | 27.6 | 31.9 | 28.2 | 25.7
725660 | Scottsbluff | Nebraska | -10.2 | -2.7 | Dry-Bulb (F) | 18 | 16.1 | 24.1 | 32.3 | 24.3 | 19.4 | 22.4 | 20.9 | 32.7 | 40.5 | 32.6 | 26.4 | 30.7 | 29.2 | 40.7 | 48.4 | 43 | 35 | 38 | 39.3 | 54.3 | 60.8 | 53.6 | 43 | 48.9 | 51.6 | 63.6 | 67.5 | 62.9 | 54.2 | 57.8 | 60.6 | 74.7 | 80.7 | 74.8 | 63.6 | 61.4 | 65 | 80.8 | 87.6 | 80 | 67.4 | 61.1 | 62.2 | 77.4 | 84.9 | 76.4 | 65.7 | 51.3 | 51.3 | 69.3 | 77.3 | 67.6 | 55.8 | 39.7 | 39.1 | 54.9 | 61.5 | 49.9 | 42.4 | 27.4 | 26.2 | 39.3 | 46.3 | 36.4 | 30.5 | 23.3 | 21 | 33 | 42.1 | 31.3 | 26
725610 | Sidney Municipal AP | Nebraska | -7.1 | 0.1 | Dry-Bulb (F) | 18.6 | 17.7 | 27.5 | 32.7 | 24.6 | 21 | 20.6 | 19.8 | 28.7 | 33 | 26.2 | 22.2 | 31.7 | 32.2 | 43.9 | 48.9 | 41.4 | 34.3 | 37.9 | 40.7 | 53.2 | 58.3 | 51.6 | 42.6 | 48.1 | 52.2 | 66.6 | 70.8 | 62.5 | 51.9 | 55.3 | 59.1 | 73.1 | 79 | 70.8 | 60.2 | 59.6 | 63.6 | 79.3 | 84.8 | 76.8 | 64.9 | 55.3 | 59 | 75.3 | 80.2 | 70.9 | 60 | 49 | 51 | 65.6 | 71.5 | 61.8 | 52.2 | 37.2 | 38.4 | 53.3 | 59.2 | 48.2 | 39.8 | 28.8 | 28.9 | 40.5 | 44.4 | 34.3 | 29.5 | 25.8 | 23.7 | 34.6 | 39.9 | 28.6 | 26.3
725670 | Valentine Miller Field | Nebraska | -13.7 | -6.6 | Dry-Bulb (F) | 19.2 | 17.8 | 24.6 | 34.3 | 27.5 | 20.6 | 26.5 | 24.6 | 33.3 | 43.5 | 37.6 | 30.2 | 28.3 | 26.3 | 38.3 | 47.4 | 43 | 32.9 | 37.4 | 37.1 | 50 | 56.8 | 53.2 | 42.5 | 49.7 | 51.5 | 63.9 | 69.3 | 66.3 | 54.9 | 60.4 | 61 | 72.2 | 78.7 | 76.7 | 66.5 | 64.9 | 64.3 | 77.7 | 85.2 | 84.1 | 71.3 | 63.6 | 62.8 | 75.9 | 83.3 | 80.2 | 68.8 | 54.5 | 52.4 | 67.2 | 75.9 | 71.9 | 60.5 | 43.8 | 41.1 | 53.5 | 62.3 | 54.7 | 46.9 | 31.4 | 29.7 | 39.1 | 48.1 | 39.8 | 33.9 | 21.8 | 20.6 | 27 | 37.5 | 29.4 | 22.7
725825 | Elko | Nevada | -3.8 | 2.4 | Dry-Bulb (F) | 17.8 | 16.3 | 27 | 33.6 | 25.2 | 19.3 | 29.2 | 28.8 | 34.4 | 38.7 | 33.8 | 30.5 | 30.2 | 30.2 | 40.5 | 45.5 | 40.1 | 33.9 | 37.7 | 39.6 | 52.1 | 57.4 | 51.5 | 42.2 | 43.1 | 46.5 | 61.8 | 66.7 | 61.1 | 49.3 | 49.8 | 55.7 | 74.2 | 79.9 | 72.8 | 59.5 | 56.7 | 63.7 | 81.9 | 88.5 | 82.5 | 67.2 | 51.9 | 57.9 | 78 | 85.7 | 75.6 | 60.1 | 43.4 | 45.1 | 66.5 | 74.6 | 62.5 | 50.1 | 34.5 | 34.4 | 54 | 61.8 | 49.2 | 39.1 | 28.5 | 27.1 | 38 | 42.7 | 35.1 | 31.1 | 21 | 20.4 | 29.4 | 35.6 | 25.7 | 22.6
724860 | Ely | Nevada | -5 | 0.6 | Dry-Bulb (F) | 18.2 | 17.3 | 33.6 | 40.3 | 28.4 | 21.6 | 23.4 | 23 | 34.4 | 41 | 32 | 26.5 | 27.6 | 28 | 40.5 | 44.5 | 37.2 | 30.7 | 33.3 | 36.1 | 52.1 | 56.5 | 48.8 | 39 | 39.5 | 44.6 | 57 | 60.6 | 54.7 | 44.8 | 46.8 | 55 | 73.9 | 77.5 | 70.7 | 55.4 | 54.3 | 61.4 | 81.3 | 83.9 | 75.1 | 61.8 | 52.3 | 57.2 | 76.2 | 79.9 | 70.1 | 58.1 | 42.4 | 46.5 | 68.3 | 72.3 | 61 | 48.9 | 35.1 | 36.8 | 55.2 | 61.3 | 48.1 | 39.2 | 23.6 | 23.3 | 41 | 46.5 | 34.2 | 27.3 | 16.6 | 15.6 | 33.4 | 40.7 | 26.3 | 20
724885 | Fallon Naas | Nevada | 9.8 | 15.5 | Dry-Bulb (F) | 25.9 | 24.1 | 33.8 | 41 | 33.4 | 28.6 | 30.1 | 27.5 | 40 | 46.9 | 39.9 | 32.6 | 39 | 38.5 | 52.1 | 59.1 | 53.1 | 44.4 | 39.6 | 40.9 | 55.8 | 61.1 | 55.9 | 46.4 | 49.8 | 53.4 | 68 | 74.3 | 68.6 | 57.8 | 59.3 | 63.9 | 79.3 | 84.5 | 80.5 | 68.2 | 64.6 | 69.1 | 85.3 | 92.9 | 87.9 | 74.4 | 62 | 64.9 | 81.5 | 89.3 | 83.3 | 70 | 53.7 | 55.3 | 73.2 | 80 | 72.3 | 60.2 | 43.8 | 43.7 | 61.4 | 69.4 | 58.7 | 48.8 | 29.5 | 29 | 46 | 52.8 | 41.5 | 33.4 | 27.1 | 25.9 | 37.3 | 44.1 | 35.9 | 30.5
723860 | Las Vegas | Nevada | 28.9 | 32.1 | Dry-Bulb (F) | 40.7 | 40 | 48.2 | 53.6 | 49.3 | 44 | 42.1 | 41.2 | 52.4 | 58.3 | 52.7 | 45.9 | 48.3 | 48.3 | 58.4 | 63.8 | 59.4 | 52.8 | 58 | 59.1 | 71.2 | 77.1 | 72.8 | 63.6 | 67 | 69.3 | 81.6 | 86.6 | 82.4 | 72.9 | 75.7 | 78.2 | 91.6 | 97.4 | 92.7 | 82.8 | 81 | 83.5 | 96.8 | 102.1 | 98 | 87.7 | 78.8 | 80.3 | 93.9 | 99.3 | 94.9 | 85.2 | 72.2 | 72.6 | 87.4 | 93.4 | 86.5 | 77 | 59.6 | 59.2 | 71.2 | 77.7 | 71.6 | 63.8 | 48.6 | 48.2 | 61.2 | 65.6 | 57.9 | 51.3 | 40.4 | 38.7 | 51.5 | 57.9 | 49.6 | 43.2
725805 | Lovelock Derby Field | Nevada | 4.1 | 9.8 | Dry-Bulb (F) | 24.9 | 23.5 | 34 | 41.4 | 34 | 27.6 | 31.9 | 30.5 | 42.4 | 49.2 | 43.1 | 36 | 35 | 34.2 | 48 | 53.4 | 48.3 | 39.6 | 41 | 41.2 | 55.2 | 61.1 | 55.7 | 46.8 | 49.5 | 51.8 | 65.5 | 71.2 | 66.5 | 56.8 | 57.2 | 61.4 | 78 | 84.4 | 80.1 | 66.9 | 64.1 | 67.3 | 86.9 | 94 | 88.8 | 76.5 | 61.2 | 62.6 | 82.1 | 89.4 | 84.3 | 70 | 53.7 | 54.2 | 72.8 | 80.3 | 72.6 | 60.5 | 40.7 | 41 | 62.6 | 71 | 58.9 | 46.7 | 31.7 | 29.5 | 45.7 | 53.6 | 43.8 | 34.7 | 25.1 | 23.5 | 37.1 | 45.4 | 36.1 | 28.6
723865 | Nellis AFB | Nevada | 28 | 31.2 | Dry-Bulb (F) | 43.9 | 42 | 51.6 | 57.7 | 51.7 | 47.1 | 46.2 | 44.9 | 54.9 | 59.8 | 54.4 | 49.4 | 52.2 | 51.5 | 62.1 | 67 | 62.9 | 56.1 | 54.5 | 55.1 | 65.7 | 71.3 | 67.1 | 59.2 | 73 | 75.6 | 89.4 | 95.2 | 89.9 | 80.3 | 80.1 | 83 | 95.3 | 101.5 | 97.9 | 87.6 | 84 | 85.6 | 98.5 | 104.8 | 101.2 | 91.7 | 80.9 | 81.9 | 94.5 | 101.3 | 96.4 | 87.4 | 74.3 | 74.7 | 88.7 | 94.2 | 88 | 79.3 | 58.4 | 57.9 | 72.5 | 78.4 | 70.9 | 63 | 47.1 | 46 | 56.1 | 60.9 | 54.6 | 49.4 | 42 | 40.9 | 51 | 56.8 | 49.7 | 44.7
724880 | Reno | Nevada | 8.8 | 14.9 | Dry-Bulb (F) | 27.7 | 25.4 | 34.4 | 43.8 | 37.1 | 31.2 | 31.3 | 29.4 | 41.3 | 48.6 | 42.2 | 35.5 | 34.4 | 34.1 | 46.2 | 52.1 | 46.5 | 39.1 | 40.3 | 41.9 | 54.7 | 62 | 56 | 47.2 | 47.1 | 49 | 65 | 71.1 | 65.7 | 55.7 | 55.3 | 58.4 | 74.4 | 79.4 | 73.3 | 63.8 | 61.2 | 63.9 | 83.5 | 90.1 | 83.4 | 72 | 57.5 | 58.9 | 81.8 | 89.2 | 82.4 | 70.1 | 49.9 | 49.9 | 69.8 | 77.1 | 69.1 | 57.6 | 39.4 | 38.3 | 55.8 | 65 | 56 | 45.5 | 31.5 | 29.5 | 43.7 | 53.9 | 44.2 | 36.2 | 25.7 | 24.2 | 33.2 | 40.8 | 34.5 | 28.6
724855 | Tonopah | Nevada | 8.7 | 13.7 | Dry-Bulb (F) | 27.7 | 27.2 | 39.8 | 47.5 | 39 | 31.2 | 28.3 | 27.9 | 39.2 | 45.6 | 37.9 | 31.1 | 30.8 | 31.9 | 44.4 | 49.4 | 43.1 | 34.9 | 39 | 42.3 | 56.2 | 62.6 | 55.7 | 45.5 | 47.3 | 51.1 | 64.7 | 69.6 | 64 | 53.8 | 57.7 | 63.5 | 79.7 | 85 | 78.6 | 65.8 | 61.7 | 67.1 | 84.4 | 90.6 | 84.1 | 70.9 | 60 | 62.9 | 79.7 | 85.7 | 78.1 | 66.4 | 52.8 | 54.8 | 73.5 | 79.4 | 70.4 | 58.2 | 41.3 | 41.8 | 58.7 | 64.2 | 54.8 | 46.1 | 30.6 | 30.2 | 44.6 | 50.7 | 39.9 | 33.1 | 26 | 24.6 | 36.1 | 41.9 | 32.7 | 28.5
725830 | Winnemucca | Nevada | 1.6 | 7.7 | Dry-Bulb (F) | 24.3 | 23.4 | 31.1 | 35.6 | 29.2 | 25.7 | 27.6 | 26.6 | 40.9 | 49.4 | 39.3 | 31.7 | 29.2 | 30.5 | 43.6 | 48.7 | 41.8 | 33.8 | 38.9 | 40 | 57.1 | 63.7 | 56.7 | 45.9 | 44.4 | 50.1 | 65.2 | 70.5 | 63.5 | 51.9 | 53.7 | 59 | 75.7 | 82.4 | 76.7 | 62.8 | 58.7 | 65.8 | 82.8 | 89.5 | 83.5 | 68 | 56.4 | 60.7 | 83.3 | 90.1 | 80.4 | 64.7 | 47.2 | 49.2 | 71.1 | 78.3 | 67.9 | 54.9 | 36.4 | 36.4 | 55.3 | 62.1 | 50.8 | 41.2 | 29.4 | 29 | 44.6 | 51.1 | 39.9 | 33.2 | 23.9 | 23.6 | 38.4 | 45.3 | 35.5 | 27.8
726050 | Concord | New Hampshire | -6.2 | -1 | Dry-Bulb (F) | 17.5 | 15.7 | 22.6 | 28.2 | 24.8 | 20.5 | 17.9 | 15.4 | 23.3 | 29.6 | 26.8 | 22.3 | 29.4 | 29.2 | 38 | 42 | 38.2 | 32.6 | 37.6 | 39.7 | 49.9 | 54.5 | 50.4 | 42.6 | 49.5 | 51.5 | 62.9 | 67.4 | 62 | 53.1 | 56.5 | 60.3 | 70 | 73.8 | 69.4 | 60.7 | 61.8 | 64.9 | 76.7 | 81.3 | 76.2 | 66.6 | 58.6 | 60.4 | 72.9 | 77.2 | 72.4 | 62.6 | 51.8 | 52.9 | 66.2 | 71.1 | 64 | 55.7 | 41.2 | 40.9 | 53.2 | 57.5 | 49.7 | 43.4 | 33.4 | 32.4 | 38.7 | 42.3 | 37.7 | 34.8 | 19.2 | 18 | 25.6 | 29.6 | 26 | 22.3
726116 | Lebanon Municipal | New Hampshire | -8 | -2.4 | Dry-Bulb (F) | 13.7 | 13 | 17.4 | 23 | 19.3 | 14.5 | 17.7 | 17.6 | 24.3 | 29.3 | 25.9 | 21.6 | 27.4 | 27.3 | 35.7 | 40.7 | 35.9 | 30 | 37.3 | 38.5 | 51.2 | 56.8 | 50.7 | 41.3 | 43.6 | 45.8 | 54.4 | 59 | 56.1 | 47.9 | 57.2 | 60.3 | 73.1 | 78.1 | 71.9 | 61.1 | 60.6 | 62.9 | 72.5 | 76.4 | 72.4 | 64.1 | 59.2 | 60.4 | 72 | 78.1 | 70.7 | 61.5 | 55.6 | 55.8 | 65.6 | 71.7 | 63.8 | 57.4 | 42.7 | 42.8 | 51.7 | 55.9 | 50.1 | 45.5 | 37.9 | 37.1 | 44.9 | 48 | 41.5 | 38.7 | 23.4 | 23 | 28.1 | 33.4 | 27.6 | 24.1
743945 | Manchester Airport | New Hampshire | 2.2 | 7 | Dry-Bulb (F) | 20.3 | 19.2 | 23 | 27 | 24.3 | 21.4 | 23.5 | 22 | 27.9 | 33.2 | 30.2 | 26.1 | 35.1 | 34.3 | 43.4 | 48.8 | 44.5 | 38.7 | 41.7 | 42.1 | 48.8 | 51.9 | 48.6 | 43.7 | 47.2 | 48.6 | 55.9 | 58.6 | 56.3 | 50.8 | 59.3 | 61.7 | 70.9 | 73.5 | 69.6 | 62.5 | 64.4 | 67.2 | 77.6 | 81.5 | 77.9 | 69 | 65.1 | 65.9 | 75.9 | 79.8 | 75.1 | 68.3 | 59.5 | 59.9 | 69.1 | 73.5 | 68.6 | 62.3 | 45 | 44.5 | 53.6 | 58.6 | 53 | 48.1 | 37.9 | 37.1 | 43.8 | 48.4 | 44.8 | 40.6 | 32.3 | 30.6 | 36.5 | 41 | 36.9 | 34
726130 | Mount Washington | New Hampshire | -23.8 | -18.3 | Dry-Bulb (F) | 13.2 | 13.1 | 14.1 | 13.9 | 12.8 | 12.4 | 8.9 | 7.5 | 9.9 | 10.9 | 9.5 | 9.7 | 15.3 | 16.1 | 19.4 | 19.6 | 17.8 | 16.4 | 23.5 | 22.5 | 24.9 | 25.9 | 24.8 | 24 | 29.2 | 30 | 32.2 | 33.5 | 31.7 | 30.4 | 39.9 | 39.5 | 42 | 44.1 | 43.2 | 41.3 | 43 | 43.7 | 46.7 | 48.2 | 46.4 | 44.1 | 45.1 | 44.3 | 47.4 | 48.4 | 47 | 46 | 38.5 | 38.9 | 40.6 | 41.2 | 38.9 | 38.4 | 34.6 | 34.8 | 36.6 | 36.5 | 35.2 | 34.6 | 22.2 | 21.8 | 22.9 | 23.6 | 22.7 | 22.8 | 16.8 | 17.3 | 17.7 | 17.5 | 17 | 16
726055 | Pease AFB/Portsmout | New Hampshire | 3.4 | 8.4 | Dry-Bulb (F) | 28.1 | 27.1 | 31.6 | 35.1 | 32.3 | 29.7 | 23.7 | 22.7 | 27.6 | 32 | 29.1 | 26.1 | 29.4 | 27.8 | 36 | 39 | 35.1 | 31.7 | 36.5 | 38.2 | 46.9 | 48 | 43.8 | 40 | 48.3 | 50.4 | 59.7 | 63.3 | 58.2 | 52.2 | 58.1 | 61.9 | 72.2 | 74.8 | 69.4 | 62.1 | 63.9 | 66.7 | 76.6 | 79.4 | 74.2 | 67.3 | 63 | 64.8 | 73.5 | 76.1 | 70.3 | 65.3 | 54.8 | 55.7 | 65.4 | 68.1 | 61.7 | 57 | 44.2 | 44.6 | 53 | 55.4 | 49.7 | 46.3 | 35.5 | 34.9 | 40.7 | 43.1 | 39.1 | 36.7 | 30.5 | 29.3 | 35.3 | 38.4 | 34.2 | 31.6
724070 | Atlantic City | New Jersey | 8.6 | 13.6 | Dry-Bulb (F) | 28.6 | 27.5 | 31.7 | 34.1 | 31.2 | 29.1 | 30.2 | 29.8 | 38 | 41.7 | 36.5 | 32.2 | 35.7 | 36.4 | 47.6 | 51.2 | 44.4 | 38.1 | 45.3 | 47.8 | 56.1 | 59 | 53.9 | 48.6 | 55.3 | 57.7 | 68 | 69.9 | 64.3 | 57.5 | 63.9 | 66.8 | 75.8 | 77.9 | 72.5 | 66.2 | 69.3 | 71.2 | 79.3 | 81.4 | 76.9 | 72.4 | 67.5 | 69.1 | 79.1 | 80.4 | 75.2 | 69.7 | 58.8 | 59.9 | 72.1 | 74 | 67.1 | 61 | 49.5 | 50.2 | 58.9 | 60.9 | 54.6 | 50.6 | 43.2 | 42.9 | 52.8 | 54.8 | 48.1 | 44.9 | 32.9 | 31.8 | 38 | 41.2 | 36.5 | 34.6
724096 | Mcguire AFB | New Jersey | 10.1 | 14.8 | Dry-Bulb (F) | 28.5 | 27.6 | 31.6 | 35.2 | 32.2 | 29.5 | 29.9 | 29.8 | 36.4 | 40.3 | 36.8 | 32.8 | 37.7 | 37.4 | 47.5 | 51.2 | 45.7 | 40.8 | 44.2 | 45.5 | 56.2 | 60.9 | 55.6 | 47.8 | 51.6 | 53.6 | 62.4 | 67.1 | 62.3 | 55.7 | 64.4 | 67.7 | 78.1 | 81.6 | 77.2 | 67.9 | 69.3 | 71.5 | 80.5 | 83.3 | 78.8 | 72.3 | 65.5 | 67 | 77.2 | 79.4 | 73.8 | 67.7 | 61.2 | 62.4 | 74.2 | 78.3 | 70.7 | 64.2 | 52.6 | 53.1 | 66.8 | 71.1 | 61.9 | 55.8 | 36.5 | 36.2 | 44.7 | 47.9 | 41.5 | 38.4 | 36.2 | 35.7 | 42.2 | 46 | 40 | 36.4
724075 | Millville Municipal AP | New Jersey | 10.3 | 15.4 | Dry-Bulb (F) | 31.4 | 30.3 | 35.1 | 38.8 | 34.8 | 32 | 34.4 | 34 | 42.8 | 47.3 | 41.8 | 35.9 | 32.8 | 33.4 | 41.7 | 44.9 | 40.8 | 35.3 | 47.1 | 48 | 59 | 62.8 | 57.7 | 51.4 | 61.5 | 63 | 71.4 | 75.2 | 69.4 | 63.5 | 61.5 | 64.4 | 72.2 | 75.5 | 71.1 | 64.2 | 69.7 | 72 | 80.7 | 83.7 | 78.2 | 71.6 | 66.2 | 67.9 | 75.7 | 77.7 | 73.2 | 68.1 | 59 | 59.8 | 69.3 | 72.7 | 65.5 | 60 | 50.7 | 50.4 | 62.9 | 66.5 | 58.4 | 53.3 | 44.6 | 44.4 | 53.9 | 57.4 | 49.6 | 45.8 | 36.1 | 34.9 | 44.1 | 48.8 | 42.6 | 39
725020 | Newark | New Jersey | 10.3 | 14.8 | Dry-Bulb (F) | 25 | 23.7 | 27.8 | 31.1 | 28.8 | 26.6 | 28.8 | 28.1 | 33.7 | 37.8 | 35.4 | 31.8 | 39.9 | 39.1 | 46.6 | 51.9 | 47.9 | 43.7 | 47.5 | 47.6 | 55.3 | 59.3 | 55.8 | 51.2 | 57.9 | 58.6 | 66.9 | 70.4 | 66.9 | 62 | 66.3 | 67.9 | 76.7 | 80.2 | 76.2 | 70.1 | 72.1 | 72.3 | 80.2 | 83.7 | 80.1 | 75.3 | 71.3 | 72.4 | 78.5 | 81.1 | 77.3 | 73.6 | 63.2 | 62.6 | 70.6 | 74.7 | 70.3 | 65.8 | 50.8 | 50.1 | 58.3 | 62.7 | 58.9 | 54.5 | 42.2 | 41.5 | 47.2 | 50 | 46.4 | 43.7 | 33.9 | 33.3 | 37.6 | 41 | 38.5 | 35.6
725025 | Teterboro Airport | New Jersey | 10.1 | 14.7 | Dry-Bulb (F) | 27.1 | 26.2 | 30 | 34.9 | 32.3 | 28.8 | 35.1 | 33.4 | 39.9 | 45.5 | 42.4 | 37.6 | 39.3 | 38.1 | 45.5 | 50 | 46.8 | 42.2 | 44.7 | 44.7 | 53.7 | 57.8 | 54.7 | 49.1 | 56.8 | 57.7 | 65.4 | 69.1 | 65.6 | 60.3 | 62.7 | 64.8 | 73.8 | 77.2 | 73.7 | 66.4 | 66.2 | 67.6 | 75.8 | 78.4 | 75.6 | 69.8 | 64.8 | 66.1 | 75.7 | 78.8 | 74 | 67.6 | 58.1 | 58.9 | 68.7 | 72.2 | 67.4 | 60.7 | 50.9 | 50.4 | 57.1 | 60.3 | 57 | 53.1 | 45.5 | 44.2 | 50.6 | 54.3 | 50.8 | 47.4 | 35 | 33.9 | 38.7 | 42.9 | 40.4 | 37.4
723650 | Albuquerque | New Mexico | 15.9 | 19.9 | Dry-Bulb (F) | 30 | 27.4 | 39.2 | 50 | 40.5 | 33.1 | 31.9 | 30.6 | 41.4 | 52.1 | 45.5 | 36.9 | 39 | 37.8 | 51.8 | 59.9 | 53.8 | 44.4 | 49 | 47.5 | 59.1 | 67.1 | 64.3 | 55.3 | 55.5 | 55.5 | 67.3 | 73.4 | 70.5 | 62.2 | 63 | 65.4 | 78.8 | 85.6 | 80.3 | 69.5 | 69 | 70.2 | 82.5 | 90 | 82.9 | 74.2 | 67.5 | 67 | 78.6 | 85.9 | 80.8 | 72.1 | 61.2 | 60.8 | 72.7 | 80.1 | 73.4 | 65.1 | 49.6 | 48 | 59.3 | 67.2 | 61.4 | 54.4 | 39.4 | 37.3 | 45.6 | 53.7 | 48.7 | 42.5 | 30.5 | 28.4 | 36.2 | 44.7 | 39.8 | 34.7
722687 | Carlsbad Cavern City Air | New Mexico | 19.8 | 23.8 | Dry-Bulb (F) | 34.5 | 32.6 | 41.8 | 49.9 | 43.3 | 37.6 | 41.2 | 40.3 | 49.3 | 55.8 | 50.7 | 45.2 | 44.5 | 42.2 | 56.4 | 66.1 | 60.4 | 50.7 | 53.4 | 53.5 | 65.4 | 71.9 | 66.8 | 57.9 | 64.7 | 66.4 | 81.7 | 89.5 | 84 | 71.5 | 71 | 72.1 | 83.7 | 90.7 | 85.4 | 76.5 | 72.7 | 72.7 | 86.5 | 94.6 | 90.5 | 79.7 | 74.1 | 73.5 | 86.4 | 93.4 | 88.5 | 79.8 | 65.6 | 65.1 | 75.9 | 82.8 | 77 | 68.8 | 53 | 52.2 | 69.7 | 79.1 | 68.6 | 58.8 | 45.9 | 44.2 | 62.2 | 72.5 | 61.4 | 52.5 | 37 | 35.7 | 46 | 54 | 47.1 | 41.1
723600 | Clayton Municipal Airpark | New Mexico | 3.6 | 10.6 | Dry-Bulb (F) | 30.5 | 30.3 | 41.9 | 47.1 | 37.2 | 32.9 | 26.8 | 27.8 | 41.5 | 45.4 | 36.6 | 29.5 | 32.3 | 34 | 48.1 | 54 | 45 | 35.9 | 45.4 | 49.3 | 64.4 | 69.3 | 60.3 | 49.6 | 54.9 | 60.1 | 74.5 | 79.9 | 71.3 | 59.5 | 58.8 | 63.2 | 76.7 | 81.1 | 72.8 | 62.4 | 64.1 | 68.3 | 84.3 | 89.7 | 80.9 | 69.2 | 65.3 | 68.5 | 84.2 | 88.5 | 80.2 | 70.1 | 58.6 | 61.1 | 73 | 77.8 | 68.6 | 61.3 | 47.9 | 49 | 60.2 | 63.7 | 54.7 | 49.7 | 35.8 | 36.1 | 49.7 | 53.5 | 42 | 37.9 | 30.2 | 30.4 | 43.6 | 47.3 | 34.9 | 30.7
722686 | Clovis Cannon AFB | New Mexico | 11.8 | 17.4 | Dry-Bulb (F) | 28.7 | 27.8 | 38.3 | 43.2 | 35.6 | 30.8 | 32 | 30.3 | 41.2 | 48.3 | 41.2 | 34.7 | 35.7 | 36.3 | 51.1 | 58.7 | 50.4 | 40.3 | 42.4 | 43.8 | 55.5 | 61.1 | 53.3 | 44.9 | 54 | 59.1 | 74.6 | 81.4 | 73.7 | 61.1 | 65.9 | 70.7 | 87.3 | 93.8 | 86.9 | 73 | 68 | 71 | 86.7 | 92.9 | 85 | 72.4 | 63.2 | 65.1 | 77.2 | 82.6 | 74.6 | 65.5 | 62.1 | 64 | 81.9 | 88.4 | 78 | 66 | 49.2 | 49.9 | 64.6 | 70.6 | 59.4 | 52.3 | 36.5 | 36.3 | 46.1 | 51.1 | 42.9 | 38.4 | 31.9 | 31.2 | 43.8 | 51.2 | 40.1 | 34.2
723658 | Farmington Four Corners R | New Mexico | 7.4 | 12.4 | Dry-Bulb (F) | 26.9 | 24.9 | 33.9 | 43.2 | 36.9 | 30 | 28.6 | 26.8 | 37 | 45.6 | 40.5 | 32.9 | 34.6 | 32.8 | 43 | 49.1 | 45.8 | 38.9 | 43.8 | 43.5 | 61.2 | 69.9 | 65.2 | 52.4 | 51.4 | 52.8 | 70.3 | 77.8 | 72.9 | 59.8 | 59.2 | 61.3 | 79.2 | 87.4 | 82.8 | 68.2 | 66.8 | 66.1 | 81.5 | 90.7 | 86.4 | 74.4 | 65.3 | 64.1 | 78.1 | 87.1 | 81.8 | 71.5 | 52.5 | 51.9 | 68 | 77.1 | 70.8 | 58.5 | 43.4 | 41 | 55.1 | 65 | 57.6 | 48.4 | 31.1 | 30.1 | 41.1 | 50 | 41.9 | 33.4 | 24.4 | 22.4 | 33.1 | 43.4 | 35.6 | 28.3
723627 | Gallup Sen Clarke Fld | New Mexico | 0.1 | 5.1 | Dry-Bulb (F) | 21.3 | 18.9 | 37.9 | 49.1 | 37.3 | 26 | 26.4 | 24.2 | 37.5 | 48.2 | 41.1 | 30.2 | 28.3 | 27.7 | 49 | 56.5 | 47.7 | 33.4 | 37.4 | 38.5 | 53.8 | 58 | 52.8 | 42.3 | 43.8 | 47.9 | 68.3 | 73.3 | 67.7 | 52.1 | 51.9 | 56.1 | 76.2 | 81.7 | 77.5 | 62.3 | 59.9 | 60.9 | 77 | 81.7 | 76.7 | 65.6 | 60.7 | 60.7 | 75.7 | 81.6 | 74.3 | 65.5 | 51 | 50.6 | 67.9 | 73.5 | 67.2 | 56.7 | 34.5 | 34.8 | 56.5 | 64.1 | 51.9 | 38.4 | 26.4 | 24.5 | 45.5 | 54.8 | 40.6 | 30.3 | 21.1 | 19.5 | 33.3 | 43.7 | 33 | 25.4
747320 | Holloman AFB | New Mexico | 19 | 22.5 | Dry-Bulb (F) | 34.6 | 31.7 | 43.5 | 51.9 | 46.1 | 38.9 | 39.5 | 37 | 52.6 | 62.6 | 55.7 | 45.5 | 42 | 40.6 | 57.2 | 64.8 | 59.2 | 48.4 | 50.3 | 51 | 65 | 71 | 67 | 57 | 60.4 | 62.9 | 79.3 | 86.3 | 81.6 | 69 | 65.9 | 67.6 | 81.5 | 88.8 | 85.2 | 73.5 | 69.1 | 70.5 | 86.3 | 92.8 | 87.9 | 77.1 | 69.8 | 70 | 84.6 | 90 | 85.9 | 76.2 | 64 | 63.6 | 80.9 | 88.8 | 82.2 | 71.1 | 48.6 | 48.4 | 65.5 | 73.3 | 64.7 | 54 | 39.8 | 37.8 | 50.5 | 58.5 | 50.6 | 43.1 | 32.5 | 31 | 44.2 | 53.8 | 44 | 36.5
722680 | Roswell Industrial Air Pa | New Mexico | 15.6 | 20.2 | Dry-Bulb (F) | 31.5 | 29.1 | 42.9 | 55.1 | 46.3 | 36.9 | 40.7 | 37.7 | 51 | 60.9 | 55.8 | 47 | 44.8 | 43 | 58.4 | 67.4 | 61.1 | 50.9 | 52.4 | 51.5 | 68 | 76.4 | 71.4 | 59.7 | 60.5 | 61.1 | 76.8 | 86.1 | 81.7 | 68.7 | 67.4 | 67.8 | 81.6 | 89.8 | 85.8 | 74.3 | 71.8 | 71.8 | 84 | 90.6 | 85.6 | 76.8 | 72.8 | 72.6 | 86.4 | 93.2 | 88.5 | 78.1 | 62.3 | 62.2 | 75.5 | 82.5 | 76.1 | 66.9 | 52.3 | 50.7 | 69.1 | 78.4 | 69 | 58.2 | 44.7 | 42.7 | 53.4 | 63.4 | 55.9 | 48.3 | 37.2 | 35.2 | 48.1 | 58.2 | 49.7 | 41
723663 | Taos Muni AP (AWOS) | New Mexico | 0.5 | 4.9 | Dry-Bulb (F) | 19.9 | 18.3 | 34.3 | 42.1 | 31.6 | 23.8 | 27.1 | 26.2 | 36.2 | 42.2 | 35.6 | 29.8 | 26.8 | 25.8 | 43.1 | 51.3 | 43.5 | 33 | 35 | 36.1 | 54.5 | 60.7 | 53.6 | 41.9 | 42.2 | 47.2 | 65.6 | 71.9 | 66.4 | 52.1 | 52.8 | 56.5 | 74.8 | 80.4 | 73.1 | 60.2 | 55.1 | 59 | 77.7 | 81.7 | 73.9 | 62.9 | 53.2 | 54.5 | 72.3 | 77.5 | 69.4 | 59.6 | 46.5 | 47.4 | 64.1 | 68.4 | 60.3 | 51.8 | 31.7 | 33.2 | 54.9 | 62 | 50.5 | 37.9 | 24.7 | 24.3 | 38.8 | 46.9 | 35.5 | 28 | 15.8 | 14.4 | 28.6 | 37.1 | 27 | 19.6
722710 | Truth Or Consequences Mun | New Mexico | 20.5 | 25.3 | Dry-Bulb (F) | 38.9 | 36.4 | 47.2 | 56.8 | 50.5 | 42.2 | 38.3 | 36.1 | 48 | 56.3 | 51.3 | 42.9 | 42.4 | 42.4 | 55 | 61.3 | 55.9 | 47.1 | 53.5 | 53.7 | 68 | 75.9 | 71.8 | 60.2 | 60.1 | 61.1 | 75.9 | 83.9 | 79.7 | 67.9 | 69.4 | 70.1 | 84.1 | 90.8 | 84.6 | 75.3 | 71.2 | 71.6 | 83.7 | 89.9 | 84 | 76 | 70 | 69.7 | 81.5 | 88.4 | 83.6 | 75.4 | 63.3 | 63 | 76.6 | 83.5 | 78.1 | 68.5 | 51.6 | 50.6 | 62.3 | 69.8 | 64.4 | 56.4 | 41.8 | 40.1 | 51.3 | 59.1 | 52.7 | 44.6 | 33.8 | 32 | 42.2 | 50.6 | 44.9 | 37.1
723676 | Tucumcari | New Mexico | 10.6 | 15.7 | Dry-Bulb (F) | 26.6 | 26.2 | 36.8 | 42.4 | 34.2 | 28.8 | 32.8 | 33.3 | 44.6 | 51.9 | 45.2 | 36.7 | 37.5 | 37.8 | 51.3 | 59 | 51.5 | 42.2 | 44.4 | 46.3 | 59.3 | 66.6 | 59.8 | 49.6 | 55.9 | 58 | 70.7 | 76.4 | 69.6 | 60.7 | 64.1 | 67.8 | 81.6 | 88.1 | 81.7 | 70.2 | 69.1 | 71.5 | 84.9 | 90.6 | 84.1 | 73.9 | 67.3 | 68.7 | 80.6 | 87 | 79.2 | 70.7 | 61.4 | 62.2 | 74.3 | 80.5 | 72.1 | 63.8 | 50.5 | 50.8 | 63.6 | 69.5 | 60.1 | 52.9 | 38 | 37 | 51.8 | 60.2 | 47.8 | 41.3 | 31 | 30.4 | 43.4 | 50.8 | 42.1 | 34.6
725180 | Albany | New York | -2.9 | 2.2 | Dry-Bulb (F) | 17.5 | 16.5 | 20.2 | 24.2 | 21.5 | 19.3 | 22.5 | 21.4 | 26.1 | 29.6 | 27.4 | 24.1 | 31.8 | 31.8 | 39 | 43.9 | 39.4 | 33.8 | 41.8 | 42.8 | 50.8 | 56.3 | 53.1 | 46.2 | 52.9 | 54.1 | 63.7 | 68.3 | 65.2 | 57.6 | 57.9 | 59.8 | 68.8 | 73.3 | 69.7 | 61.8 | 63.6 | 67.3 | 76.2 | 80.8 | 76.1 | 67.7 | 61.5 | 62.6 | 73 | 77.7 | 73.1 | 65.6 | 54.8 | 55.2 | 65.3 | 70.1 | 64 | 58 | 44.6 | 44.6 | 53.5 | 57.2 | 51.6 | 46.5 | 36.7 | 36.6 | 42.1 | 45.8 | 41.8 | 38.5 | 27 | 26 | 30.6 | 33.2 | 29.6 | 27.3
725150 | Binghamton | New York | -1.1 | 3.3 | Dry-Bulb (F) | 21.5 | 21.1 | 24 | 26.7 | 23.9 | 22 | 22.2 | 20.5 | 23.8 | 28.2 | 25.6 | 23.3 | 30.2 | 29.5 | 34.4 | 39.2 | 36.7 | 33.3 | 41 | 40.6 | 48.3 | 52.7 | 49.8 | 44.8 | 51.4 | 51.6 | 60.3 | 64.9 | 61.2 | 55.7 | 60.6 | 61 | 69.8 | 73.4 | 70.8 | 64.3 | 62 | 62.9 | 71.9 | 75.4 | 71.8 | 65.9 | 60.7 | 61.1 | 70.6 | 74.9 | 70.3 | 63.9 | 53 | 52.7 | 59.3 | 64 | 60.3 | 55.6 | 46.2 | 45.2 | 50.9 | 55.2 | 51.5 | 47.5 | 37.3 | 36.6 | 40.3 | 44 | 41.3 | 38.9 | 26.4 | 25.8 | 28.4 | 31.1 | 28.8 | 27.9
725280 | Buffalo | New York | 2.2 | 6.2 | Dry-Bulb (F) | 24.9 | 23.6 | 26.2 | 28.7 | 26.6 | 25.2 | 22.6 | 21.8 | 24.8 | 27.4 | 25.8 | 23.9 | 33.8 | 32.6 | 38.1 | 41.9 | 38.7 | 35.8 | 41 | 40.9 | 48.1 | 51.8 | 47.7 | 43.2 | 51.1 | 52.3 | 60.2 | 63.3 | 59.2 | 54.3 | 59.6 | 60.4 | 68.2 | 72.1 | 69.7 | 63.2 | 65.9 | 66.5 | 74.4 | 78.5 | 75.5 | 69.2 | 62.9 | 63.2 | 72.9 | 76.9 | 72.9 | 66.6 | 56.7 | 56.4 | 65.3 | 68.3 | 64.5 | 59.5 | 46.2 | 45.4 | 51.8 | 54.7 | 51.3 | 47.6 | 40.6 | 41.3 | 44.4 | 46.5 | 43.3 | 41.1 | 27.5 | 27 | 28.6 | 30 | 28.3 | 27
725156 | Elmira Corning Regional A | New York | -1.3 | 3.7 | Dry-Bulb (F) | 24.8 | 24.1 | 27.3 | 31.6 | 27.9 | 25.1 | 27.4 | 26 | 33.9 | 40.2 | 34.9 | 28.8 | 31.2 | 31.6 | 41.4 | 48.1 | 42.8 | 35.3 | 41.9 | 42.7 | 54.2 | 58.2 | 53.5 | 45.5 | 41.8 | 44.5 | 58.5 | 62.1 | 58.1 | 47.3 | 58.3 | 60.1 | 69 | 72.3 | 69 | 61.2 | 60.2 | 62.5 | 71.7 | 75 | 71.4 | 64 | 60.7 | 61.4 | 70.6 | 74.5 | 69.5 | 62.2 | 54.1 | 54.7 | 64.9 | 70.1 | 63.3 | 55.5 | 43.5 | 44.3 | 51.9 | 56.8 | 50.4 | 45.1 | 35.6 | 35.7 | 45.1 | 48.8 | 41.8 | 37.4 | 26.5 | 25.6 | 31.4 | 36.4 | 31.8 | 28.5
743700 | Fort Drum/Wheeler | New York | -11 | -5.3 | Dry-Bulb (F) | 23.8 | 23.4 | 26.5 | 28.8 | 27.2 | 25.4 | 24.7 | 23.8 | 27.3 | 31.1 | 28.1 | 26.3 | 29.6 | 29.9 | 34.6 | 37.6 | 35.1 | 31.5 | 33.7 | 34.1 | 44.6 | 48.3 | 44.1 | 38.5 | 46.4 | 47.2 | 56.1 | 60.4 | 56.6 | 49.9 | 58.1 | 61.2 | 70.5 | 73.7 | 69.1 | 61.1 | 62.8 | 64.7 | 74.8 | 78.6 | 74.1 | 66.5 | 57 | 59 | 69.2 | 73.2 | 67.9 | 60.7 | 51.4 | 51.6 | 61 | 65 | 59.5 | 53.9 | 41.8 | 41.4 | 48.5 | 51.6 | 46.7 | 43.1 | 34.2 | 33.5 | 36.8 | 37.9 | 35.5 | 34.6 | 30 | 29.5 | 31 | 32.4 | 31 | 29.8
725185 | Glens Falls AP | New York | -9.5 | -2.9 | Dry-Bulb (F) | 16.6 | 15.9 | 20.8 | 26 | 21.9 | 17.6 | 10.1 | 8.1 | 16.6 | 24.1 | 19.5 | 13 | 31 | 30.7 | 39.6 | 44.4 | 40.2 | 34.5 | 41.9 | 42.9 | 53.4 | 59.1 | 53.9 | 45.9 | 44.9 | 47.2 | 56.7 | 61.7 | 58.7 | 49.8 | 58.5 | 61.4 | 69.9 | 73.8 | 69.8 | 61.9 | 65.2 | 67 | 76 | 79.6 | 75.2 | 68.5 | 60.3 | 61.6 | 72.2 | 77.9 | 72.6 | 63.7 | 56.9 | 57 | 67.1 | 72.3 | 66.5 | 59.7 | 41.9 | 41.8 | 51.6 | 56.3 | 49.5 | 45 | 37.3 | 35.9 | 44.6 | 48.8 | 42.3 | 39.2 | 27.3 | 25.3 | 31.2 | 35.2 | 30.8 | 28.1
725035 | Islip Long Isl Macarthur | New York | 10.8 | 15.3 | Dry-Bulb (F) | 27.1 | 27.3 | 32 | 34.8 | 31.2 | 28.6 | 30.5 | 30.4 | 36.5 | 39.1 | 35.6 | 32.7 | 38.4 | 38 | 45.1 | 47.7 | 44.5 | 40.9 | 46.1 | 47.1 | 56.5 | 57.8 | 52.7 | 49 | 53.5 | 56.5 | 65.3 | 66.4 | 61.3 | 56.1 | 64.9 | 67.4 | 75.2 | 77.5 | 72.7 | 67.5 | 71.9 | 73.8 | 81.3 | 82.2 | 77.4 | 73.7 | 69.4 | 71.1 | 78.3 | 80 | 75.4 | 71.4 | 61.8 | 63.6 | 70.8 | 72.5 | 67.6 | 63.4 | 48.6 | 50.4 | 59.5 | 61.3 | 55.1 | 50.8 | 45.4 | 44.6 | 50.5 | 52.5 | 48.4 | 46.7 | 35.6 | 35.1 | 40.7 | 42.4 | 37.8 | 35.8
725235 | Jamestown (AWOS) | New York | 0.7 | 4.8 | Dry-Bulb (F) | 28.9 | 28.5 | 30 | 32.8 | 31.5 | 29.9 | 21.2 | 19.3 | 21.8 | 25.9 | 24.7 | 23.2 | 32.6 | 32.1 | 36.6 | 40.2 | 38 | 35 | 37.2 | 37 | 42.3 | 46.4 | 43.3 | 39.2 | 47.7 | 48 | 55 | 58.8 | 55.6 | 50.3 | 56.7 | 57.2 | 64.6 | 67.9 | 65.7 | 60 | 62.2 | 62.5 | 72.1 | 76.4 | 74 | 66.2 | 58.3 | 57.5 | 65.2 | 69.3 | 65.7 | 60.7 | 51.3 | 50.9 | 59.8 | 64.1 | 59.2 | 53.7 | 46.2 | 45.4 | 51.2 | 54.6 | 51.1 | 48.1 | 34.5 | 32.9 | 35.4 | 38.8 | 36.9 | 35.4 | 31.4 | 30.6 | 33.6 | 36.8 | 34.6 | 31.9
726223 | Massena AP | New York | -15.1 | -9.2 | Dry-Bulb (F) | 16.8 | 13.8 | 17.1 | 21.1 | 18.2 | 17.1 | 15 | 14.5 | 21 | 25.2 | 22 | 17.8 | 25.7 | 24.9 | 33 | 37.3 | 33.4 | 28.7 | 38.6 | 39.1 | 47.2 | 52.3 | 48.5 | 42.2 | 49.4 | 51.5 | 61.1 | 65.8 | 62.9 | 54.2 | 57.9 | 62 | 70.6 | 73.6 | 69.5 | 61.7 | 61.6 | 63.9 | 74.3 | 78.8 | 74.1 | 64.9 | 60.6 | 62.7 | 72.1 | 76.8 | 72.9 | 64 | 51.8 | 53.1 | 61.7 | 65.4 | 59.4 | 53.9 | 43 | 42.7 | 50.2 | 53 | 46.8 | 43.1 | 31.9 | 31.4 | 36.3 | 39.1 | 36 | 33.8 | 21.2 | 19.8 | 23 | 25.2 | 23.1 | 22.4
744860 | New York J F Kennedy Int' | New York | 13.1 | 17.5 | Dry-Bulb (F) | 31.6 | 31.4 | 35.5 | 38.1 | 35.2 | 32.9 | 28.8 | 27.8 | 32.8 | 35.9 | 33.7 | 31.3 | 39 | 38.5 | 43.4 | 46.4 | 43.9 | 41.1 | 47.4 | 47.9 | 55.3 | 56.6 | 53.1 | 49.9 | 55.5 | 57.4 | 64.9 | 66.6 | 62.5 | 58.5 | 66.6 | 68 | 74.7 | 76.2 | 72.2 | 68.8 | 73.2 | 74.5 | 81.2 | 81.8 | 77 | 74.8 | 71.7 | 72.5 | 80.3 | 82.7 | 78.4 | 74.1 | 64.1 | 64.1 | 70.8 | 73 | 69.4 | 66.1 | 52.6 | 52.6 | 60.4 | 63.5 | 59 | 55.4 | 42.1 | 41.5 | 46.9 | 49.7 | 46.6 | 44.1 | 36.2 | 35.6 | 39.3 | 41.3 | 38.7 | 36.7
725030 | New York Laguardia AP | New York | 12.8 | 17.4 | Dry-Bulb (F) | 34.1 | 32.8 | 34.9 | 37.9 | 37 | 35.5 | 29.8 | 28.2 | 31.8 | 36 | 34.6 | 32.2 | 40.7 | 39.9 | 44.9 | 49.6 | 47.3 | 43.5 | 50.7 | 50.3 | 56.5 | 59.9 | 57.9 | 54.1 | 56.2 | 57.2 | 65 | 68.2 | 64.1 | 59 | 67.7 | 67.7 | 74 | 77.5 | 74.2 | 70.9 | 75.4 | 75.8 | 82.3 | 85.2 | 81.5 | 78.2 | 73.2 | 72.7 | 78.9 | 82.5 | 79.5 | 75.7 | 65.5 | 64.7 | 70.1 | 73.3 | 70.6 | 67.5 | 55.9 | 55.2 | 61.1 | 65.2 | 62.1 | 58.8 | 49.5 | 48.3 | 52.7 | 56.5 | 54.2 | 51.4 | 36.7 | 36.4 | 38.9 | 41.5 | 39.7 | 38.1
725287 | Niagara Falls Af | New York | 3.1 | 7 | Dry-Bulb (F) | 30.9 | 30.6 | 32.5 | 34.2 | 32.6 | 31.4 | 22.4 | 21.2 | 25.3 | 28.7 | 25.9 | 23.5 | 23.9 | 23.8 | 31.3 | 35.6 | 31.7 | 26.5 | 43.3 | 44.1 | 52 | 54.9 | 51.3 | 45.9 | 44.4 | 46.4 | 54.3 | 58.2 | 54 | 47.7 | 66.1 | 68.3 | 77.1 | 80.9 | 77.7 | 69.8 | 65.3 | 66.8 | 75.6 | 78.8 | 75.5 | 68.7 | 61.9 | 63.2 | 70.4 | 72.8 | 69.6 | 64.4 | 57.2 | 57.7 | 66.2 | 68.7 | 64.5 | 59.5 | 48.8 | 48 | 54.7 | 56.9 | 52.8 | 50.2 | 43.1 | 42.7 | 48.4 | 51.1 | 46.5 | 44.1 | 30.1 | 29.8 | 32.8 | 34.9 | 31.9 | 30.2
725036 | Poughkeepsie Dutchess Co | New York | 0.6 | 6.2 | Dry-Bulb (F) | 22.3 | 20.4 | 25.3 | 29 | 26.3 | 23 | 24.4 | 23.4 | 29.9 | 34.5 | 31.9 | 27.5 | 35.5 | 34.2 | 44.8 | 50.8 | 47.3 | 40.2 | 44.1 | 44.1 | 55.7 | 60.7 | 57.2 | 49.2 | 51.9 | 53.8 | 63.4 | 68.4 | 64.1 | 55.6 | 60.8 | 62.6 | 71.6 | 75.7 | 71.9 | 64.2 | 64 | 65.5 | 73.3 | 77.8 | 73.9 | 66.9 | 62.9 | 64.7 | 74.7 | 78.3 | 73.3 | 65.9 | 57 | 57.7 | 67.2 | 71.2 | 65.4 | 59.1 | 45 | 44.4 | 52.9 | 56.5 | 51.2 | 46.3 | 39.2 | 38.6 | 49.7 | 55.5 | 49 | 43.1 | 27.8 | 28.2 | 34.2 | 38.2 | 33.8 | 29.2
725290 | Rochester | New York | 1.6 | 5.6 | Dry-Bulb (F) | 23.5 | 22.7 | 24.9 | 27.1 | 25.1 | 23.7 | 21.9 | 20.4 | 24.7 | 27.7 | 26.1 | 23.5 | 32.6 | 32.4 | 39.2 | 43.2 | 39.3 | 35 | 44.1 | 44.1 | 50.5 | 53.3 | 50 | 45.9 | 53 | 54.9 | 63.9 | 67.1 | 63.5 | 56.4 | 59.1 | 61.4 | 71.3 | 74.3 | 70.6 | 62.5 | 64.4 | 66.1 | 76.5 | 80.5 | 76.2 | 68.2 | 63.6 | 63.9 | 73.2 | 76.8 | 73.2 | 66.6 | 57.1 | 57.5 | 66 | 70.1 | 65.7 | 59.6 | 47.1 | 46.4 | 53.3 | 57.1 | 52.1 | 48.3 | 39.6 | 40 | 44.8 | 47.1 | 42.8 | 40.4 | 28 | 27.4 | 29.6 | 31.1 | 29.3 | 28
725038 | Stewart Field | New York | 4.1 | 9.3 | Dry-Bulb (F) | 17.4 | 16.3 | 20.4 | 24.8 | 21.5 | 18.5 | 27.4 | 27.6 | 31 | 34.2 | 31.7 | 28.8 | 36.5 | 36.6 | 41.8 | 46.2 | 42.9 | 38.7 | 41.2 | 42.6 | 52.2 | 57.2 | 54.1 | 46.2 | 50.4 | 51.7 | 60.1 | 64.8 | 62.4 | 54.5 | 61.2 | 62.5 | 72.9 | 78.6 | 74.8 | 65.1 | 66.7 | 68.2 | 79.3 | 83.9 | 79.5 | 70.7 | 63.7 | 65.1 | 76.2 | 82 | 77.8 | 68.1 | 57.3 | 57.6 | 65.9 | 69.6 | 65.1 | 59 | 44 | 44.1 | 51.9 | 55.9 | 51 | 45.6 | 39.6 | 38.2 | 45.1 | 49.3 | 45.2 | 42.2 | 32.4 | 31.6 | 38.4 | 43.2 | 37.1 | 33.4
725190 | Syracuse | New York | -2.7 | 2.9 | Dry-Bulb (F) | 24.5 | 23.5 | 26.5 | 29.7 | 26.8 | 25 | 23.3 | 22.1 | 25.7 | 29.5 | 27 | 24.6 | 32.8 | 32 | 39.5 | 43.9 | 40.7 | 35.7 | 42.3 | 41.9 | 50.5 | 55.1 | 51.7 | 46.1 | 52.2 | 54.4 | 64.6 | 68.6 | 63.9 | 55.5 | 58.5 | 61.9 | 70.4 | 74.2 | 70.8 | 62.7 | 64.9 | 66.9 | 75.6 | 79.3 | 75.8 | 68 | 61.6 | 62.8 | 72.3 | 75.6 | 71.1 | 64.4 | 55.6 | 55.1 | 64.1 | 68.5 | 63 | 58 | 45.8 | 45.4 | 52.3 | 55.9 | 50.8 | 46.6 | 38.3 | 37.9 | 42.3 | 45.3 | 41.7 | 40 | 26.2 | 26 | 28.7 | 30.5 | 28.3 | 26.8
725197 | Utica Oneida County AP | New York | -4.1 | 1.2 | Dry-Bulb (F) | 22.8 | 22.5 | 25 | 27.5 | 25.6 | 24.4 | 27.3 | 25.7 | 28.7 | 32.4 | 31 | 28.9 | 29 | 27.8 | 32.8 | 37.6 | 34.8 | 31 | 37.5 | 37.3 | 46 | 51.1 | 47.9 | 42.4 | 53.2 | 54.3 | 61.4 | 66.2 | 61.7 | 55 | 58.5 | 60.9 | 70.3 | 73.4 | 69.8 | 62.6 | 62 | 63.7 | 73 | 76.7 | 72.9 | 65.7 | 60.5 | 61.4 | 69.6 | 73.3 | 68.3 | 62.5 | 57.5 | 57.1 | 64.7 | 68.6 | 64 | 59.3 | 46.5 | 46.2 | 52.5 | 55.7 | 51.5 | 48.4 | 37.8 | 36.6 | 40.4 | 43.4 | 40.9 | 38.2 | 23.1 | 22.2 | 24.5 | 26.8 | 25.2 | 24.1
726227 | Watertown AP | New York | -12.3 | -5.6 | Dry-Bulb (F) | 19.8 | 19.3 | 23.2 | 26.2 | 24.1 | 21.5 | 20.7 | 20.3 | 27.5 | 31.1 | 27.3 | 23.5 | 24.8 | 24.7 | 31.3 | 34 | 32.6 | 28.5 | 41.8 | 42.2 | 47.6 | 50.2 | 46.7 | 43.2 | 48.5 | 51.3 | 59.5 | 61.9 | 57.7 | 50.6 | 56.5 | 59.6 | 67.3 | 69.9 | 66.7 | 58.9 | 61.8 | 64.6 | 72.2 | 73.9 | 70.1 | 63.9 | 60.7 | 62.8 | 74.3 | 77.5 | 71.4 | 63 | 56.7 | 57.5 | 68.4 | 72 | 65.6 | 59 | 46.5 | 46.5 | 53.4 | 55.1 | 50.4 | 47.4 | 32.2 | 32.3 | 39.1 | 41.4 | 36.6 | 33.5 | 27.3 | 26.8 | 29.8 | 32.1 | 29 | 27.8
725037 | White Plains Westchester | New York | 7.9 | 12.3 | Dry-Bulb (F) | 22.3 | 21.1 | 24.7 | 27.8 | 25.4 | 23.2 | 27 | 25.9 | 31.7 | 36.5 | 33.5 | 30 | 39.3 | 38.5 | 46.2 | 50.2 | 46.6 | 41.9 | 46.5 | 46.6 | 55.6 | 59.2 | 55.7 | 49.9 | 50.3 | 52.5 | 62 | 65.7 | 60.4 | 54 | 60.1 | 61.7 | 68.2 | 71.4 | 68 | 62.5 | 66.7 | 68.3 | 77.6 | 81.1 | 76.6 | 69.5 | 64.1 | 65.6 | 73.9 | 76.1 | 71.2 | 65.8 | 61.4 | 62.1 | 67.9 | 69.8 | 65.4 | 62.2 | 49 | 48.5 | 57.1 | 60.6 | 55.1 | 51.6 | 41.5 | 40.9 | 47.7 | 51 | 46.2 | 43.3 | 26.5 | 26.3 | 30.1 | 33 | 30.2 | 27.8
723150 | Asheville | North Carolina | 12.2 | 16.9 | Dry-Bulb (F) | 31.4 | 30.8 | 34.7 | 40.5 | 36.5 | 32.8 | 35 | 33.3 | 40.9 | 48.7 | 45.1 | 38.5 | 41.4 | 39 | 48.8 | 56.1 | 52.3 | 45.5 | 49.6 | 48.1 | 59.5 | 65.7 | 63.3 | 54.9 | 54.5 | 54.7 | 67 | 71.6 | 66.8 | 59 | 62.5 | 63 | 75.5 | 78.7 | 74.1 | 66.3 | 64.9 | 64.8 | 77.9 | 81.2 | 77.1 | 68.9 | 65.5 | 65 | 75.9 | 81.2 | 75.7 | 68.8 | 59.9 | 59.1 | 68.2 | 73.7 | 69 | 62.6 | 47.6 | 46.7 | 57.5 | 65.4 | 58.3 | 51 | 40.9 | 39.2 | 47.4 | 54.5 | 48.9 | 43.1 | 33.2 | 31.7 | 39.7 | 48 | 41.3 | 35.9
723040 | Cape Hatteras | North Carolina | 25.7 | 29 | Dry-Bulb (F) | 41.1 | 40.5 | 45.1 | 46.1 | 42.5 | 41.6 | 46.8 | 45.3 | 51.3 | 52.9 | 48.7 | 47.4 | 52.4 | 52.3 | 57.9 | 58.9 | 55.3 | 53.8 | 57.2 | 58.7 | 65.5 | 66.5 | 61.7 | 59 | 64.4 | 66.5 | 72.2 | 73.1 | 68.9 | 65.9 | 72.3 | 73.7 | 79.1 | 79.3 | 76.6 | 73.8 | 76 | 77.3 | 83.2 | 83.9 | 80.1 | 77.2 | 74.8 | 75.9 | 81.2 | 82.7 | 78.6 | 75.9 | 72.4 | 74 | 79.5 | 80 | 76.1 | 73.8 | 59.6 | 60.5 | 66.1 | 67.3 | 63 | 60.2 | 54.9 | 54.9 | 61.9 | 63 | 58 | 56.1 | 46.1 | 44.6 | 48.6 | 49.4 | 47.3 | 47.1
723140 | Charlotte | North Carolina | 19 | 23.5 | Dry-Bulb (F) | 35.9 | 34.3 | 39.1 | 44.9 | 42.2 | 38.1 | 41.9 | 40 | 47.5 | 53.7 | 51.4 | 45.8 | 45.7 | 42.6 | 51.3 | 58.5 | 56.8 | 50.4 | 54.4 | 52.8 | 64.3 | 71 | 68.2 | 59.7 | 60.9 | 61 | 71.2 | 76.2 | 73.3 | 65.1 | 68 | 68.4 | 78.2 | 84.5 | 79.9 | 71.8 | 72.3 | 73.3 | 83.6 | 88 | 83.3 | 75.5 | 74.2 | 73.4 | 81.3 | 85.5 | 82.7 | 77.2 | 67.2 | 66.6 | 75.8 | 80.3 | 75.9 | 70.2 | 52.7 | 51 | 62.2 | 68.9 | 63.2 | 56.6 | 47.6 | 45.8 | 54 | 61.8 | 57.2 | 51.3 | 39.2 | 36.6 | 44.9 | 52.1 | 48.2 | 42.7
723090 | Cherry Point Mcas | North Carolina | 23.4 | 27.4 | Dry-Bulb (F) | 39 | 37.6 | 44.3 | 49.3 | 44.3 | 40.4 | 39.8 | 40 | 48.7 | 53.4 | 47.4 | 42.6 | 44 | 43.2 | 51.7 | 56 | 51 | 46.2 | 52.2 | 52.9 | 63.4 | 66.5 | 61 | 55.2 | 59.7 | 61.7 | 71.9 | 74.4 | 68.2 | 62.7 | 70.1 | 72.4 | 80.8 | 82 | 77.2 | 72.4 | 77.7 | 78.9 | 86.3 | 87.5 | 82.4 | 79.3 | 72.8 | 73.3 | 80.9 | 83.3 | 79.2 | 75 | 67.2 | 67.4 | 75.8 | 79.2 | 73.7 | 68.4 | 55.8 | 55.6 | 69.5 | 73.1 | 63.9 | 58.1 | 46.1 | 45 | 54.3 | 58.1 | 50.9 | 47.2 | 37.7 | 36.9 | 43.3 | 47.4 | 41.5 | 37.9
723030 | Fayetteville Pope AFB | North Carolina | 21.2 | 25.2 | Dry-Bulb (F) | 34.9 | 33.2 | 40.3 | 47.7 | 43.4 | 37.8 | 39.9 | 38.3 | 47.3 | 54.3 | 50.4 | 43.9 | 42.5 | 41.6 | 50.8 | 57.1 | 53.7 | 46.7 | 53 | 52.7 | 65.2 | 70.9 | 67.6 | 58.5 | 59.7 | 60.1 | 71.3 | 76.4 | 73.3 | 64.9 | 69.9 | 71.2 | 83.3 | 87.5 | 83.2 | 74.5 | 76.6 | 77.2 | 85.9 | 89.7 | 84.8 | 79.3 | 71.3 | 71.3 | 80.7 | 84.5 | 79.9 | 74.3 | 65.3 | 64.8 | 75.2 | 79.3 | 74.3 | 67.8 | 52.2 | 51.6 | 68.3 | 74.2 | 66.1 | 57.2 | 44.1 | 42.9 | 52.7 | 59 | 52.6 | 46.6 | 36.8 | 35.9 | 46.1 | 53.4 | 45.7 | 38.8
746930 | Fort Bragg Simmons AAF | North Carolina | 21.7 | 26 | Dry-Bulb (F) | 40.9 | 39.9 | 46.7 | 53.4 | 48.3 | 43.7 | 40.4 | 38.9 | 47.4 | 54.2 | 50.2 | 43.9 | 42.5 | 41.7 | 50.8 | 56.9 | 53.5 | 46.9 | 52.4 | 52.5 | 63 | 68.8 | 65.7 | 57.5 | 63.1 | 63.7 | 73.6 | 78.2 | 74 | 67 | 70.1 | 71 | 82.6 | 87.3 | 82.2 | 74.7 | 76.3 | 76.8 | 86.6 | 89.4 | 84 | 79 | 71.3 | 71.4 | 80.4 | 83.9 | 79.3 | 74 | 67.2 | 67 | 76 | 79.6 | 74.5 | 69 | 54.8 | 53.9 | 68.5 | 75.2 | 65.9 | 58 | 42.7 | 42.3 | 50.9 | 56.5 | 50 | 45 | 38.3 | 37.1 | 47.3 | 54 | 46.4 | 40
723066 | Goldsboro Seymour Johnson | North Carolina | 21.5 | 26 | Dry-Bulb (F) | 36 | 34.8 | 40.7 | 47.6 | 43.5 | 38.5 | 40 | 38.6 | 46.7 | 52.4 | 48.9 | 43.3 | 42.5 | 41.5 | 50.3 | 56.4 | 52.6 | 46.3 | 53.8 | 54.1 | 65.8 | 70.8 | 66.2 | 58 | 61.4 | 63.4 | 75.3 | 80.2 | 74.9 | 65.8 | 69.4 | 70.2 | 81.8 | 85.1 | 81.2 | 73.7 | 75.4 | 76.3 | 84.8 | 87.5 | 83.2 | 77.7 | 70.4 | 70.7 | 80.2 | 84.1 | 78.7 | 73 | 64.7 | 64.4 | 75.1 | 78.8 | 73 | 66.3 | 52.9 | 52.4 | 67.6 | 72.8 | 64.4 | 56.5 | 43.3 | 42.8 | 51.9 | 57.4 | 50.6 | 45.4 | 34.5 | 33 | 39.4 | 43.8 | 38.9 | 35.5
723170 | Greensboro | North Carolina | 15 | 19.7 | Dry-Bulb (F) | 28.7 | 27.4 | 33.1 | 39.6 | 35.8 | 31 | 37.1 | 35.4 | 41.9 | 47.5 | 44.8 | 39.6 | 46.9 | 45 | 54.7 | 60.7 | 57.1 | 50.8 | 50.7 | 50.9 | 62.3 | 67.7 | 63.7 | 55.3 | 59.5 | 59.4 | 69.3 | 74.4 | 71 | 64 | 68.2 | 69.3 | 78.6 | 82.4 | 77.5 | 70.8 | 72 | 71.9 | 80.5 | 85.8 | 81.7 | 74.9 | 70.6 | 70.5 | 79.6 | 83.9 | 80.4 | 74.3 | 63.1 | 62.4 | 71.4 | 75.7 | 71 | 65.1 | 49.9 | 49.2 | 58.8 | 64.3 | 58.9 | 52.6 | 46.3 | 44.8 | 55 | 60.8 | 53.7 | 48.2 | 34.4 | 32.3 | 41.4 | 48.6 | 43.2 | 37.8
723145 | Hickory Regional AP | North Carolina | 18.4 | 22.9 | Dry-Bulb (F) | 34.1 | 31.9 | 38.7 | 46.2 | 42.3 | 37.4 | 35.6 | 34.1 | 40.5 | 46.6 | 44.1 | 39.4 | 46.7 | 44.9 | 52 | 59.2 | 56.5 | 50.7 | 53.2 | 51.9 | 65.5 | 71 | 67.4 | 59.4 | 61 | 60.3 | 71.5 | 77.5 | 74.1 | 66.5 | 66.9 | 66.7 | 78.8 | 83 | 79 | 72.1 | 69.8 | 69.9 | 80.1 | 85.1 | 80.9 | 73.7 | 70.9 | 70.9 | 80.3 | 84.8 | 80.3 | 73.8 | 62.3 | 61.6 | 69.5 | 74.1 | 70.5 | 64.6 | 52.1 | 49.9 | 63.8 | 72.4 | 65.8 | 56.9 | 46 | 44.5 | 53.4 | 59.9 | 54.9 | 49.4 | 38.5 | 36 | 44 | 52.8 | 48.1 | 42.4
723095 | New Bern Craven Co Regl A | North Carolina | 22.2 | 26.3 | Dry-Bulb (F) | 44.9 | 43.5 | 52.3 | 58.1 | 50.6 | 47 | 43.7 | 41.9 | 51.9 | 57.8 | 52.3 | 46.2 | 51.8 | 51.5 | 59 | 63 | 58.2 | 53.2 | 55.1 | 56.3 | 66 | 68.7 | 63 | 56.7 | 59.9 | 62.5 | 74.1 | 77 | 70.9 | 63.2 | 68.6 | 70.5 | 78.1 | 81.2 | 76.4 | 70.9 | 74.3 | 76 | 84.9 | 86.6 | 81.3 | 75.8 | 73.4 | 74.7 | 83.6 | 85.5 | 79.7 | 75 | 69.4 | 69.7 | 78.4 | 80.5 | 75.3 | 70.6 | 62.2 | 62.2 | 71.7 | 75.4 | 68.6 | 63.9 | 46.2 | 45.1 | 54.3 | 58.7 | 52 | 47.4 | 48 | 47.3 | 54.1 | 59.4 | 53.2 | 49.7
723096 | New River Mcaf | North Carolina | 23 | 26.9 | Dry-Bulb (F) | 38.4 | 36.5 | 44 | 50 | 45 | 39.9 | 40.8 | 39.6 | 48.8 | 54.3 | 48.4 | 42.9 | 43.7 | 42.9 | 52.2 | 56.9 | 51.9 | 46.8 | 54.8 | 55.4 | 67.2 | 71 | 64.5 | 58.2 | 63.8 | 64.2 | 73 | 76.3 | 71.7 | 66.5 | 71.1 | 73 | 81.5 | 82.4 | 77.4 | 72.8 | 71.1 | 72.1 | 80.7 | 82.2 | 78 | 73.4 | 74.6 | 75.4 | 83.5 | 86 | 80.9 | 76.8 | 72.7 | 72.8 | 81.5 | 83.6 | 78.3 | 74.6 | 59.4 | 58.7 | 68.6 | 72.5 | 66.3 | 61.9 | 51.8 | 50.6 | 64.2 | 69.8 | 60.5 | 54.9 | 38.1 | 37.1 | 46.9 | 53.1 | 45.8 | 40.3
723060 | Raleigh/Durham | North Carolina | 16.3 | 21.2 | Dry-Bulb (F) | 35.6 | 34.3 | 41.2 | 46.8 | 41.8 | 37.1 | 37.2 | 34.8 | 42 | 48.9 | 45.5 | 40 | 44.4 | 42.7 | 53.3 | 60.2 | 56.6 | 48.9 | 52.2 | 52 | 64.4 | 70.8 | 65.5 | 56.8 | 61.2 | 61.8 | 72 | 76.8 | 72.1 | 64.8 | 67.7 | 69.3 | 80 | 84 | 78.9 | 70.9 | 71.7 | 72.8 | 82.7 | 87.2 | 82.5 | 75.1 | 69 | 69.7 | 80.5 | 85.2 | 79.5 | 71.7 | 65.7 | 65.4 | 74.8 | 80.1 | 74.3 | 68.2 | 51.6 | 51.1 | 63.2 | 68.3 | 60.7 | 55 | 46.6 | 45.5 | 53.7 | 60.1 | 53.4 | 48.9 | 37.3 | 36.1 | 44.3 | 50.5 | 44.4 | 39.6
723143 | Southern Pines AWOS | North Carolina | 18.6 | 22.9 | Dry-Bulb (F) | 39.1 | 37.4 | 44.5 | 51.4 | 46 | 41.3 | 38.7 | 36.9 | 45.6 | 52.1 | 47.6 | 42.3 | 40.9 | 39.8 | 49.3 | 55.1 | 51 | 44.7 | 48.2 | 48.9 | 60.6 | 65.8 | 61.8 | 52.8 | 56.2 | 58 | 69.7 | 74.3 | 69.1 | 60.4 | 69.6 | 70.6 | 79.7 | 83.8 | 78.5 | 72.4 | 72.1 | 73.5 | 82.3 | 83.6 | 78.5 | 73.9 | 67.9 | 69.3 | 81.4 | 85.1 | 79.4 | 71.5 | 64.8 | 65.2 | 75 | 80.2 | 73.8 | 67.5 | 55.4 | 55 | 67.6 | 71.8 | 63.7 | 57.6 | 40.8 | 38.7 | 50.6 | 56.1 | 49.2 | 43.9 | 40.4 | 39.2 | 49.2 | 55.7 | 48.8 | 43
723013 | Wilmington International | North Carolina | 23.2 | 26.9 | Dry-Bulb (F) | 40.1 | 39 | 46.8 | 51.9 | 46.1 | 41.8 | 42.3 | 41.2 | 51 | 56.5 | 49.5 | 44.6 | 47 | 46.6 | 59.2 | 62.9 | 56.7 | 50.7 | 57.4 | 57.4 | 68.8 | 72.5 | 65.7 | 60 | 64.6 | 66.6 | 76.6 | 78.2 | 72.2 | 66.8 | 71.5 | 72.5 | 80.9 | 83.1 | 79.1 | 73.9 | 75.1 | 76.2 | 85 | 87.6 | 82.2 | 77.6 | 72.8 | 73.5 | 82.5 | 85.1 | 80.2 | 74.9 | 70.3 | 70.2 | 78.5 | 80 | 75.4 | 71.8 | 56.9 | 56.7 | 68.1 | 71.4 | 64.3 | 58.5 | 52.1 | 51.3 | 62.5 | 66.9 | 58.8 | 54.3 | 44.9 | 43.6 | 51 | 56.8 | 50.4 | 46.8
727640 | Bismarck | North Dakota | -20.8 | -15.2 | Dry-Bulb (F) | 5.6 | 4.3 | 7.7 | 15.4 | 12.7 | 8.2 | 16.1 | 16.1 | 22.7 | 25.6 | 20.4 | 16.8 | 25.1 | 25.2 | 35.5 | 41.7 | 35.8 | 29.4 | 36.8 | 36.6 | 49.3 | 56.9 | 54.4 | 42.7 | 47.3 | 52 | 63.4 | 66.7 | 61.5 | 51.4 | 56.2 | 57.8 | 69.2 | 76 | 74.2 | 62.2 | 62.1 | 66.4 | 79.1 | 84.4 | 78.7 | 66.7 | 58 | 60.7 | 74.6 | 79.8 | 73.1 | 62.4 | 48.4 | 49.9 | 64.2 | 68.9 | 59.9 | 51.2 | 37.8 | 36.8 | 46.1 | 54 | 47.7 | 41.1 | 26.7 | 25.8 | 34.8 | 38.1 | 32.2 | 29 | 14.2 | 12.6 | 15.3 | 20.2 | 16 | 14.4
727645 | Dickinson Municipal AP | North Dakota | -19.3 | -13.2 | Dry-Bulb (F) | 8.7 | 8.3 | 11.9 | 14.4 | 9.6 | 8.5 | 18.9 | 17.4 | 23.9 | 29 | 23.4 | 20.3 | 21.2 | 21 | 30.3 | 35.5 | 29.8 | 24.5 | 38.3 | 41.1 | 53.9 | 57.8 | 52 | 42.4 | 46.6 | 50.9 | 62.1 | 65.1 | 59.3 | 49.5 | 48.2 | 55.1 | 66.9 | 69.7 | 64 | 52.8 | 60.2 | 64.1 | 73.6 | 77.5 | 72.9 | 63.7 | 59.5 | 63.7 | 80.6 | 86.4 | 77.6 | 64.9 | 49.2 | 52.2 | 66.8 | 72 | 61.9 | 52.5 | 37.8 | 37.3 | 50.5 | 55.4 | 45.4 | 40.7 | 18.9 | 18.9 | 24.2 | 26.7 | 20.6 | 18.8 | 8 | 7.4 | 10.7 | 13.4 | 10.7 | 9.1
727530 | Fargo | North Dakota | -21.1 | -16.5 | Dry-Bulb (F) | 3.3 | 2.6 | 6 | 10.9 | 8.1 | 4.5 | 7.3 | 6.1 | 10.1 | 17.1 | 15.7 | 11.6 | 26.5 | 25.2 | 30.1 | 35.1 | 32.6 | 28.1 | 37.8 | 37 | 48.2 | 55.4 | 52.3 | 42.4 | 52.5 | 52.6 | 63.4 | 70.1 | 67.5 | 58.2 | 59.2 | 60.6 | 69.9 | 74.6 | 72.2 | 63.8 | 62.6 | 64.3 | 74.5 | 79.3 | 76.5 | 66.8 | 59.2 | 59.5 | 70.3 | 76 | 72.4 | 63 | 51.4 | 50.6 | 62.6 | 68.7 | 63.6 | 55.6 | 38.2 | 37.6 | 46.9 | 53.8 | 48.1 | 41.7 | 23.9 | 22.4 | 26.2 | 29.9 | 28 | 25.7 | 7.9 | 6.9 | 9.1 | 13.5 | 10.5 | 8.5
727575 | Grand Forks Af | North Dakota | -20.6 | -16.2 | Dry-Bulb (F) | 13.5 | 12.4 | 16.4 | 20.1 | 15.5 | 14.1 | 24.9 | 24.5 | 26.8 | 29.8 | 27.6 | 25.6 | 22.6 | 21.7 | 26.6 | 30.6 | 28.5 | 25.1 | 29.3 | 29.8 | 39.1 | 43.3 | 39.8 | 32.4 | 44.4 | 46.3 | 57.5 | 62 | 58.9 | 49.8 | 55.1 | 57.3 | 66.6 | 70 | 67.3 | 59.5 | 61.5 | 63 | 72.6 | 77.6 | 75.1 | 65.7 | 59.9 | 60.2 | 71.9 | 77.9 | 73.5 | 63.5 | 49.4 | 49.1 | 61 | 67.6 | 61.9 | 51.9 | 31.8 | 31.7 | 37 | 40.9 | 36.6 | 33.1 | 28.9 | 28.5 | 32.3 | 35.8 | 30.6 | 28.8 | 19.5 | 19.7 | 23.8 | 30.1 | 24 | 21
727576 | Grand Forks International | North Dakota | -22 | -17.4 | Dry-Bulb (F) | 6.8 | 5.3 | 8.6 | 13.4 | 10.7 | 8.5 | 2.3 | -0.4 | 5.3 | 11.3 | 8.2 | 3.7 | 22.6 | 22.1 | 27 | 31.5 | 29.3 | 25.7 | 38.9 | 39.1 | 51.8 | 58.5 | 54.7 | 44.6 | 49.5 | 51.4 | 62.9 | 69 | 65.3 | 54.8 | 59 | 60.5 | 70 | 75.6 | 73 | 63.9 | 60.3 | 62.6 | 74.4 | 78.9 | 75.6 | 64.5 | 61.2 | 61.5 | 74.9 | 81 | 77.1 | 65.7 | 52.7 | 52.1 | 62.7 | 69.2 | 63.9 | 55.7 | 36.5 | 35.6 | 46.1 | 52.4 | 45.4 | 38 | 22 | 22.3 | 24.7 | 27.3 | 23.8 | 21.7 | 4.5 | 4.1 | 6.2 | 8.7 | 6 | 5.2
727535 | Jamestown Municipal AP | North Dakota | -20.2 | -15.4 | Dry-Bulb (F) | 3.3 | 1.4 | 2.2 | 6.4 | 4.4 | 3.3 | 15 | 13.6 | 20 | 26.1 | 22.4 | 17.1 | 22 | 21.4 | 26.9 | 31.4 | 28.3 | 24.8 | 41 | 41.5 | 54 | 58.9 | 55.4 | 45.7 | 43.3 | 43.8 | 51.9 | 57.7 | 55.9 | 47.7 | 56.8 | 58.4 | 66.9 | 71 | 69.5 | 61.3 | 63.7 | 64.9 | 74 | 78.9 | 75.8 | 67.1 | 61 | 62.1 | 74.8 | 80.8 | 76 | 64.8 | 53.8 | 53.1 | 64.1 | 71.3 | 66.3 | 56.9 | 32.1 | 31.3 | 36.9 | 40.7 | 36.5 | 32.7 | 27.3 | 26.9 | 29.8 | 32.6 | 30.1 | 28.4 | 5.1 | 4.9 | 7.1 | 9 | 6.3 | 5.7
727676 | Minot | North Dakota | -19.8 | -15.4 | Dry-Bulb (F) | 7.5 | 5.8 | 8 | 13.6 | 11.2 | 9 | 14.9 | 14.7 | 16.2 | 19.6 | 17.6 | 14.7 | 20.7 | 19.2 | 22 | 26.2 | 24.8 | 22 | 39.8 | 38.9 | 50.4 | 56.6 | 54.4 | 44.5 | 49.3 | 49.7 | 59.7 | 65.1 | 62.6 | 53.9 | 57.6 | 58.9 | 69.2 | 75.1 | 72.5 | 63.3 | 61.4 | 62.4 | 73.9 | 80.6 | 77.2 | 66.6 | 57.8 | 57.7 | 69.9 | 76.2 | 73.3 | 62.3 | 51.2 | 49.5 | 59.5 | 67.4 | 62.9 | 54.3 | 40 | 37.9 | 46.9 | 54.6 | 49.6 | 44.1 | 26.3 | 25.6 | 28.6 | 33.1 | 29.6 | 27.1 | 12.2 | 12.2 | 14.2 | 18.2 | 14.6 | 11.8
727675 | Minot AFB | North Dakota | -22.3 | -17.4 | Dry-Bulb (F) | 15.1 | 14.7 | 17.9 | 20.8 | 17 | 15.3 | 15.8 | 15.1 | 20.6 | 28.3 | 23.2 | 16.8 | 20.7 | 19.8 | 23.8 | 27.6 | 25.5 | 22.3 | 30.5 | 29.9 | 39.4 | 45.5 | 42.9 | 34.7 | 42.3 | 43.2 | 53.6 | 59.3 | 55.7 | 47.2 | 53.6 | 55.7 | 64.7 | 66.8 | 64.5 | 57.5 | 60.2 | 61.5 | 74.5 | 80.4 | 77.8 | 65.8 | 56.2 | 57.6 | 69.1 | 74.9 | 72 | 60.5 | 47.7 | 47.3 | 57.1 | 64 | 59.7 | 49.8 | 37.2 | 36.3 | 45.4 | 52.7 | 46.1 | 39.2 | 31.6 | 30.3 | 38.2 | 46.5 | 37.7 | 33.1 | 22 | 21 | 25.4 | 32.1 | 24.9 | 21.9
727670 | Williston Sloulin Intl AP | North Dakota | -23.7 | -18.1 | Dry-Bulb (F) | 7.2 | 5.9 | 9.2 | 16.1 | 12.4 | 9.8 | 17.4 | 15.4 | 19.2 | 26.1 | 23.1 | 18.8 | 28.1 | 26.5 | 32.9 | 40.5 | 37.9 | 31 | 32.1 | 31.8 | 40.5 | 47.1 | 44.4 | 36.2 | 48 | 48.7 | 61.2 | 68.3 | 65.7 | 53 | 55.5 | 56.3 | 67.2 | 73 | 71.8 | 60.8 | 58 | 57.7 | 72.6 | 80 | 78.8 | 65.6 | 61.7 | 61.1 | 72.2 | 80.6 | 78.8 | 65.8 | 51.8 | 49.7 | 63.1 | 73.9 | 68.9 | 56.8 | 40.7 | 39.4 | 46.8 | 54.8 | 50.1 | 43.4 | 24.7 | 22.6 | 29.6 | 38.4 | 32.5 | 26.9 | 13.9 | 12.2 | 15.6 | 22.6 | 17.5 | 14.8
725210 | Akron/Canton | Ohio | 0.1 | 5.5 | Dry-Bulb (F) | 21.6 | 20.8 | 23.1 | 26 | 24.7 | 22.8 | 23.8 | 22.3 | 25.7 | 30.2 | 28.8 | 26.3 | 34.5 | 33.9 | 39.2 | 43.2 | 40.7 | 36.3 | 43.3 | 43.1 | 51.7 | 56.5 | 53.4 | 46.7 | 54.7 | 55.3 | 64.1 | 68.3 | 65.3 | 58.1 | 61.1 | 62.4 | 71.2 | 75 | 72.1 | 64 | 65.8 | 67.5 | 75.6 | 79.2 | 76.3 | 69.9 | 64.6 | 65.1 | 73.3 | 77.7 | 74.3 | 67 | 57.2 | 56.3 | 65 | 69.9 | 65.5 | 59.5 | 45.3 | 44.5 | 52.1 | 56.9 | 52.3 | 47.6 | 40.6 | 39.2 | 42.6 | 46.4 | 43.6 | 41.3 | 30.5 | 29.4 | 31.4 | 34.6 | 33.9 | 32.6
724297 | Cincinnati Municipal AP L | Ohio | 5.1 | 11.7 | Dry-Bulb (F) | 28.3 | 26.8 | 31.3 | 38 | 34.5 | 30.4 | 27.3 | 26.6 | 31.9 | 39.1 | 37.2 | 30.3 | 38.6 | 37.2 | 43.8 | 49.3 | 46.3 | 41.2 | 49.7 | 49.3 | 59.5 | 64.9 | 61.5 | 53.7 | 56.8 | 56.5 | 65.3 | 70.7 | 69.2 | 60.9 | 60.3 | 61 | 72.6 | 76.5 | 73.5 | 64.5 | 70.1 | 69.8 | 80.3 | 86.5 | 83.5 | 73.7 | 66.5 | 66.1 | 77.8 | 83.9 | 79.5 | 69.8 | 59.1 | 58.9 | 68 | 74.1 | 69.1 | 61.1 | 50.2 | 49 | 55.2 | 60.2 | 56.2 | 51.3 | 40.9 | 39.4 | 50.6 | 59.7 | 52.3 | 44.7 | 32.9 | 31.6 | 37 | 42.8 | 38.6 | 35
725240 | Cleveland | Ohio | 1 | 6.1 | Dry-Bulb (F) | 24.5 | 23.7 | 26.4 | 29.5 | 27.1 | 25.2 | 23.4 | 22.4 | 26.7 | 29.7 | 27.4 | 25 | 33.8 | 32.5 | 39 | 43.3 | 40.5 | 36.3 | 45 | 44.7 | 50.3 | 53.7 | 52.2 | 48.4 | 53.6 | 55.4 | 66 | 69.1 | 65.4 | 57.8 | 63.1 | 64.8 | 74 | 76.6 | 73.8 | 67 | 67.8 | 69.3 | 79.4 | 82.7 | 79.8 | 72.2 | 65.9 | 65.8 | 74.1 | 77.1 | 74.4 | 68.1 | 59.1 | 58.6 | 66.6 | 70.4 | 67 | 61.7 | 49 | 48.4 | 55.8 | 59.3 | 54.8 | 50.4 | 40 | 38.9 | 43.7 | 47 | 43.3 | 41.4 | 29.7 | 28.9 | 31.2 | 33.5 | 31.5 | 30.3
724280 | Columbus | Ohio | 1.4 | 7 | Dry-Bulb (F) | 25.4 | 24.2 | 27.4 | 31.4 | 29.8 | 27.2 | 26.1 | 24.6 | 28.5 | 33.2 | 31.7 | 28.3 | 37.3 | 35.3 | 41.7 | 47.7 | 46.3 | 41.3 | 46.7 | 46.2 | 55.4 | 60.8 | 58 | 51.6 | 55.6 | 56.4 | 67 | 70.9 | 68.9 | 60.6 | 62.8 | 63.4 | 71.7 | 77.8 | 75.2 | 67.6 | 67.2 | 68.1 | 76.8 | 80.3 | 77.6 | 70.9 | 65.5 | 64.9 | 73.6 | 78.8 | 76.2 | 69.6 | 59.4 | 58.3 | 66.7 | 71.9 | 68.3 | 61.9 | 45.5 | 45.1 | 53.8 | 59.4 | 54.8 | 49.2 | 41.1 | 39.8 | 45.6 | 50.1 | 45.5 | 42.4 | 30.9 | 30 | 32.8 | 36.1 | 34.3 | 32.1
724290 | Dayton | Ohio | -0.6 | 5.1 | Dry-Bulb (F) | 22.9 | 21.7 | 24.8 | 28.3 | 26 | 24 | 24.4 | 22.9 | 26.7 | 31.6 | 29.8 | 26.1 | 38.1 | 36.6 | 42.8 | 48.4 | 46.7 | 42.3 | 46.1 | 44.9 | 54.1 | 60.1 | 56 | 49.2 | 56.9 | 56.7 | 66.3 | 70.9 | 68.4 | 61.1 | 64.1 | 64.1 | 72.8 | 77.5 | 75 | 68.3 | 68.8 | 69 | 78.4 | 82 | 79.6 | 72.4 | 66.5 | 66.5 | 76 | 81 | 77.1 | 69.5 | 58.1 | 57.2 | 65.9 | 71.7 | 67.8 | 61.2 | 46.2 | 45.4 | 54.2 | 59.5 | 53.5 | 48.4 | 38 | 36.8 | 41.5 | 46 | 43.2 | 40.1 | 28.7 | 27.6 | 30.4 | 34.9 | 32.8 | 30.7
745700 | Dayton Wright Patterson A | Ohio | 0.7 | 7.4 | Dry-Bulb (F) | 29.5 | 28.9 | 31.8 | 34.5 | 32.6 | 30.2 | 28.6 | 27.1 | 31.5 | 36.5 | 34.8 | 30.8 | 34.3 | 33.2 | 39.5 | 44.2 | 41.4 | 36.7 | 40.3 | 39.5 | 51 | 57.5 | 54.5 | 46.4 | 51.1 | 51 | 60 | 63.5 | 60.7 | 54.5 | 65.6 | 66.1 | 76.7 | 81.4 | 77.8 | 69.2 | 68.5 | 68.4 | 79.6 | 85.3 | 82.5 | 72.9 | 63.3 | 63.1 | 74.1 | 79.4 | 75.1 | 67.1 | 56.5 | 55.9 | 67.1 | 72.9 | 68.7 | 59.8 | 49.1 | 47.3 | 56.4 | 62.3 | 57.1 | 51.7 | 35.3 | 34.7 | 38.1 | 42.5 | 40 | 37.5 | 34.7 | 33.8 | 37.8 | 41.4 | 38 | 34.7
725366 | Findlay Airport | Ohio | -1.3 | 4.7 | Dry-Bulb (F) | 25 | 23.8 | 26.6 | 30.4 | 28.6 | 26.5 | 30.2 | 29.5 | 32.2 | 36.3 | 34.7 | 32.5 | 40.5 | 38.2 | 45 | 50.4 | 48 | 42.1 | 47.2 | 47.1 | 56.1 | 61.8 | 58.4 | 51.5 | 54 | 53.8 | 60.8 | 65 | 62.3 | 56.7 | 60.6 | 61.3 | 70.1 | 74 | 72 | 64.6 | 65.3 | 65.7 | 74.3 | 79.4 | 76.6 | 68.7 | 61.6 | 61.6 | 71.8 | 76.6 | 73.5 | 65.2 | 57.4 | 56.5 | 65.9 | 71.9 | 67.3 | 60.3 | 46.2 | 45 | 55.3 | 60.9 | 55 | 48.6 | 41.6 | 41.1 | 45.5 | 48.9 | 45.4 | 42.5 | 30.2 | 29.4 | 33 | 37 | 34.1 | 31.9
725246 | Mansfield | Ohio | -1.3 | 4.1 | Dry-Bulb (F) | 20.3 | 20.6 | 22.5 | 23.9 | 21.2 | 20 | 22.6 | 21.6 | 24.7 | 27.9 | 25.4 | 23.4 | 33.4 | 32.1 | 36.7 | 40.8 | 39 | 35.3 | 43.1 | 42.5 | 51.2 | 56 | 52.8 | 46.1 | 51.6 | 53.6 | 62.1 | 66.6 | 62.8 | 55.3 | 61.1 | 62.1 | 69.6 | 73.5 | 71.3 | 64.8 | 67.6 | 68.8 | 75.6 | 78.5 | 76.6 | 71.1 | 65 | 65.1 | 72.3 | 76.5 | 73.3 | 67.2 | 56.9 | 56.4 | 64.9 | 69.8 | 65.1 | 58.8 | 46.3 | 45.8 | 52.9 | 56.9 | 51.3 | 47.6 | 38.9 | 37.5 | 41.8 | 45 | 42.1 | 39.9 | 29.8 | 29.6 | 31.6 | 33.2 | 31 | 30
725360 | Toledo | Ohio | -1.8 | 3.4 | Dry-Bulb (F) | 23.2 | 22.1 | 25.1 | 28.6 | 26.2 | 23.5 | 21.7 | 20.9 | 26 | 29.9 | 27.8 | 24.6 | 34.3 | 34 | 40.1 | 45.6 | 43.1 | 37.4 | 45.1 | 44.6 | 53 | 59.3 | 56.7 | 48.8 | 51.3 | 54 | 64.6 | 69 | 66.1 | 56.9 | 60.9 | 61.9 | 71 | 75.2 | 72.7 | 64.4 | 65.2 | 65.6 | 77.1 | 81.6 | 79.3 | 69.6 | 62.5 | 62.4 | 72.7 | 78.5 | 74.5 | 65.5 | 56 | 56.3 | 67.1 | 72.9 | 66.8 | 58.2 | 43.8 | 42.9 | 52.8 | 58.5 | 52.6 | 46.6 | 36.5 | 35.2 | 39.6 | 43.8 | 40.8 | 38.4 | 23.7 | 23.2 | 25.3 | 27.6 | 25.6 | 24.3
725250 | Youngstown | Ohio | 0.3 | 5.2 | Dry-Bulb (F) | 23.4 | 22.8 | 25.1 | 28.7 | 26.5 | 24.1 | 23.1 | 21.7 | 25.5 | 29.6 | 27.8 | 25.5 | 35 | 34.4 | 41.2 | 47.1 | 42.4 | 37.1 | 41.1 | 40.9 | 49.7 | 54.4 | 50 | 44 | 49.5 | 51.8 | 60.3 | 64 | 60.7 | 53.4 | 58.7 | 61.9 | 70.5 | 74 | 70.5 | 61.7 | 64.5 | 66 | 75.1 | 79.8 | 76.6 | 67.5 | 61.8 | 63.2 | 72.2 | 76.3 | 71.8 | 64.3 | 55.9 | 55.8 | 65.7 | 70.5 | 65 | 58.2 | 44.1 | 44 | 52.4 | 56.6 | 51.3 | 46.2 | 40 | 39.6 | 43.9 | 47.2 | 43.4 | 41 | 26.9 | 26.2 | 28.3 | 30.7 | 28.6 | 26.8
724286 | Zanesville Municipal AP | Ohio | 1.8 | 8.8 | Dry-Bulb (F) | 35.4 | 34.6 | 37.2 | 41.7 | 39.8 | 37.2 | 31.8 | 30.7 | 36.2 | 42.3 | 39.5 | 35 | 37.2 | 35.5 | 43.8 | 50.1 | 48.2 | 41.6 | 48.8 | 47.9 | 57.3 | 63.2 | 61.4 | 54.3 | 58.8 | 58.6 | 68.3 | 72.7 | 69.7 | 62.7 | 59 | 59.6 | 69.7 | 73.8 | 71.7 | 64 | 65 | 65 | 76.5 | 82.1 | 80 | 70.1 | 62.6 | 61.9 | 71.5 | 77.5 | 74.6 | 66.5 | 58.6 | 57.3 | 66.1 | 72 | 68.3 | 61.6 | 48.6 | 47.6 | 53.9 | 58.6 | 54.6 | 50.2 | 40.6 | 38.5 | 46.1 | 52.9 | 49.2 | 43.7 | 31.7 | 30.3 | 33.8 | 38.4 | 36.2 | 32.6
723520 | Altus AFB | Oklahoma | 14.2 | 19.7 | Dry-Bulb (F) | 34.1 | 31.4 | 39.4 | 49.3 | 44.3 | 37.3 | 38 | 35.1 | 43.4 | 50.8 | 47 | 41.5 | 45.4 | 43.9 | 54 | 61.6 | 57.6 | 49.2 | 51.3 | 49.2 | 64.8 | 74.7 | 70.6 | 59.1 | 64.8 | 64.8 | 77.7 | 84.1 | 80.8 | 70.1 | 75.8 | 76 | 90.2 | 99 | 95 | 83.3 | 75.8 | 74.7 | 86.7 | 93.3 | 90.9 | 81.4 | 75.3 | 74.2 | 88.4 | 96.5 | 91.5 | 81.3 | 66.1 | 65.6 | 79.4 | 87.8 | 82.3 | 70.9 | 53.3 | 51.8 | 68 | 77.1 | 68.1 | 58.3 | 43.2 | 41.5 | 56.1 | 65.7 | 55.7 | 47.5 | 34.7 | 31.4 | 43.9 | 56.2 | 46.6 | 39.5
723550 | Fort Sill Post Field AFB | Oklahoma | 12.6 | 18.9 | Dry-Bulb (F) | 34.8 | 33.1 | 39 | 46.7 | 42.9 | 37.5 | 38.4 | 36 | 43.1 | 50.4 | 47.5 | 41.7 | 41.1 | 39 | 49.6 | 59 | 55 | 45.8 | 52.6 | 50.8 | 63.2 | 71.1 | 68.3 | 59.4 | 65.5 | 65.3 | 75.2 | 81.5 | 78.4 | 70.1 | 75.8 | 75.6 | 87.8 | 94.9 | 91.1 | 81.2 | 75.7 | 74.6 | 85.4 | 91.3 | 88.6 | 80.6 | 74.1 | 72.8 | 85.5 | 92.2 | 88.6 | 79 | 69 | 67 | 81.2 | 89.7 | 84.6 | 74.4 | 55.4 | 53.7 | 67 | 75.5 | 69.3 | 60 | 43.4 | 42.2 | 48.8 | 55.2 | 50.5 | 45.2 | 37.7 | 35.9 | 42.8 | 49 | 45.1 | 40.2
723527 | Gage Airport | Oklahoma | 6.9 | 12.2 | Dry-Bulb (F) | 27.2 | 23.8 | 33.3 | 44.8 | 37.3 | 30 | 29.4 | 26.7 | 36.5 | 46.8 | 42.1 | 33.7 | 40.7 | 38.7 | 53.9 | 64.8 | 57.3 | 44.6 | 51.8 | 51 | 63.4 | 70.6 | 66.9 | 55.3 | 61.6 | 61.4 | 74.7 | 82.4 | 77.9 | 66.8 | 69.4 | 69.6 | 81.7 | 87.9 | 82.4 | 73.2 | 72.7 | 71.8 | 87.3 | 94.6 | 90.5 | 78.8 | 72.6 | 71.7 | 86.6 | 94.9 | 89.7 | 77.6 | 64.8 | 63.4 | 75.8 | 82.9 | 77.1 | 68.2 | 51.8 | 50.1 | 61 | 68.5 | 62 | 54.6 | 39.8 | 37.7 | 47.5 | 56.7 | 48.3 | 42.4 | 29.5 | 28.4 | 42.3 | 53.9 | 42.8 | 34.2
723525 | Hobart Municipal AP | Oklahoma | 12.6 | 18.1 | Dry-Bulb (F) | 31.7 | 29.4 | 36 | 45.4 | 40 | 33.3 | 33.7 | 32.1 | 38.7 | 46.3 | 42.9 | 36.5 | 48.4 | 46.9 | 55.3 | 62.2 | 59.2 | 52.4 | 52.2 | 51.7 | 62 | 68.4 | 63.2 | 55.8 | 60.4 | 61 | 71.5 | 78 | 72.6 | 63.8 | 71.8 | 71.7 | 83.5 | 91 | 87.8 | 77 | 74.5 | 73.7 | 86.1 | 93 | 89.8 | 79.3 | 79.6 | 77.5 | 93.1 | 100.9 | 96.9 | 85.5 | 69.1 | 67.4 | 77.8 | 85.2 | 80.6 | 72.7 | 58.6 | 57.4 | 65.3 | 71.3 | 66.9 | 61.5 | 45.1 | 43.5 | 50.7 | 58 | 52.8 | 47.1 | 31.7 | 30.1 | 39.7 | 49 | 42.1 | 35.5
723566 | Mcalester Municipal AP | Oklahoma | 11.9 | 18.9 | Dry-Bulb (F) | 36.6 | 34.9 | 40 | 46 | 41.8 | 37 | 41.7 | 40 | 46.5 | 52.8 | 49.6 | 44.7 | 48.1 | 46.7 | 55.5 | 61.4 | 57.5 | 51.6 | 56.2 | 55.7 | 65.1 | 70.1 | 66.6 | 59.7 | 64.3 | 64.1 | 73.2 | 78.1 | 74.7 | 67.2 | 72.6 | 74 | 84 | 87.7 | 84.1 | 76.5 | 75 | 76 | 86.3 | 90 | 85.8 | 78.3 | 72.4 | 72.4 | 81.6 | 87.2 | 83.8 | 75.9 | 68 | 67.9 | 79.2 | 85.2 | 78.8 | 71.2 | 55 | 54.7 | 61.6 | 65.5 | 61 | 56.2 | 52.4 | 50.5 | 62.3 | 69.8 | 62.2 | 55.2 | 35.8 | 33.9 | 43.6 | 51.5 | 44.2 | 38.7
723530 | Oklahoma City | Oklahoma | 10.3 | 15.7 | Dry-Bulb (F) | 29 | 26.6 | 34 | 42.9 | 37.4 | 31.7 | 40.8 | 38.3 | 44.1 | 51.1 | 48.2 | 42.7 | 45.3 | 44 | 51.3 | 58.8 | 56.1 | 49.2 | 55.5 | 54.7 | 63.7 | 69.5 | 65.4 | 58.4 | 63.2 | 62.8 | 71.2 | 76.8 | 73.6 | 67.3 | 70.4 | 70.7 | 80.3 | 84.4 | 81.9 | 74.3 | 74.8 | 74.5 | 84.1 | 90.7 | 88 | 79.4 | 74.4 | 74.3 | 85.7 | 91.9 | 88.5 | 78.5 | 66.8 | 65.9 | 76.2 | 82.9 | 78.3 | 70.6 | 56.4 | 55.2 | 66.3 | 72.7 | 65.7 | 59.1 | 44.5 | 42.6 | 51.8 | 59.2 | 52.5 | 46.8 | 33.9 | 33.6 | 40.3 | 46.9 | 40.9 | 35.4
723540 | Oklahoma City Tinker AFB | Oklahoma | 11.6 | 17.5 | Dry-Bulb (F) | 35 | 33.3 | 38.4 | 45.1 | 41.3 | 36.6 | 34.5 | 32.9 | 38.2 | 44.5 | 41.9 | 37 | 39.9 | 38 | 47.1 | 55.5 | 51.1 | 44.1 | 52.2 | 50.5 | 61.4 | 68.1 | 65.1 | 57.1 | 64.2 | 64.6 | 74.2 | 78.7 | 74.7 | 68 | 73.7 | 74.7 | 84.3 | 88.3 | 84.3 | 77.2 | 76.9 | 77.2 | 87.2 | 93.6 | 89.9 | 81 | 72.8 | 72.1 | 84.2 | 91.5 | 85.8 | 77.1 | 65.5 | 64.5 | 71.3 | 76.6 | 72.8 | 67.5 | 54.8 | 53.4 | 64.9 | 71.5 | 66.1 | 58.5 | 42.3 | 40.7 | 46.6 | 52.4 | 48.4 | 44.1 | 35.1 | 34.1 | 40.4 | 46.8 | 42 | 37.3
723544 | Oklahoma City/Wiley | Oklahoma | 11.8 | 17.4 | Dry-Bulb (F) | 34.4 | 33.1 | 37.7 | 43.6 | 39.7 | 35.4 | 34.4 | 32.2 | 37.5 | 43.6 | 41.3 | 36.8 | 41.7 | 40.2 | 46.3 | 52.3 | 50 | 44.8 | 53.6 | 51.1 | 61 | 68.8 | 67.3 | 58.9 | 64.9 | 65.1 | 75 | 80.1 | 76.3 | 69.2 | 68.7 | 68.8 | 77.9 | 82.8 | 80.4 | 73.1 | 75.8 | 74.4 | 83.3 | 90.6 | 88.6 | 80.4 | 77.2 | 75.9 | 87.7 | 94.3 | 90.3 | 82.2 | 67.4 | 65.9 | 72.1 | 77.4 | 74.8 | 69.6 | 55.3 | 53.8 | 65.8 | 73.6 | 66.4 | 58.5 | 42.1 | 40.5 | 46.2 | 52.2 | 47.5 | 43.3 | 35.8 | 34.7 | 39.7 | 46.7 | 43.2 | 38.6
723546 | Ponca City Municipal AP | Oklahoma | 8.8 | 14.7 | Dry-Bulb (F) | 34.2 | 31.8 | 39.2 | 48.6 | 43.7 | 37 | 34.3 | 32.1 | 41 | 49.5 | 44.3 | 37.9 | 43.3 | 42.1 | 51.5 | 57.8 | 54 | 47.5 | 52.9 | 51.9 | 62.4 | 69.1 | 66.4 | 57 | 62 | 61.6 | 71.7 | 76.9 | 74.2 | 66.4 | 70.4 | 70.1 | 79.4 | 84.8 | 82.7 | 75.2 | 76.5 | 75.5 | 84.9 | 91.6 | 89.7 | 80.8 | 80.3 | 78.8 | 92.2 | 99.7 | 95.5 | 86.1 | 74.1 | 72.5 | 83 | 90.3 | 85.7 | 78.1 | 50.8 | 50.2 | 56.1 | 60.8 | 56.8 | 51.5 | 48.5 | 47.1 | 55.3 | 61.3 | 56.5 | 51.1 | 34.8 | 32.8 | 38.5 | 45.1 | 40.7 | 36.5
723560 | Tulsa | Oklahoma | 9.4 | 14.7 | Dry-Bulb (F) | 31.5 | 28.7 | 33.6 | 41 | 38.5 | 34 | 32.8 | 31.4 | 37.7 | 45.1 | 42.1 | 36.4 | 46.1 | 43.9 | 54.5 | 62.3 | 59 | 51.2 | 54.6 | 53.9 | 62.7 | 69 | 65.7 | 58.6 | 62.8 | 62.3 | 72 | 77.8 | 75.1 | 68 | 73.8 | 73.8 | 82.4 | 87.4 | 84.5 | 77.8 | 77.1 | 77.1 | 87.6 | 92.8 | 89.4 | 81.3 | 74.8 | 73.8 | 82.9 | 89.8 | 87.1 | 79.1 | 64.6 | 63.4 | 73.4 | 79.2 | 74.8 | 68.2 | 55.8 | 53.8 | 64.8 | 70.8 | 65.8 | 59.5 | 42.7 | 41.6 | 49.7 | 55.5 | 50.1 | 44.8 | 34.3 | 33.3 | 41 | 47.3 | 41.3 | 36.9
723535 | Vance AFB/Enid | Oklahoma | 6.5 | 13.1 | Dry-Bulb (F) | 32.5 | 31.3 | 37.2 | 42.9 | 38 | 34.2 | 31.4 | 29.8 | 36.4 | 42.9 | 38.4 | 33.4 | 36.5 | 35.1 | 45.8 | 53.5 | 48.9 | 40.8 | 49.1 | 47.9 | 61.9 | 70 | 65.4 | 55.7 | 57.8 | 58.7 | 69.6 | 75.6 | 71.1 | 61.8 | 71.1 | 71.6 | 82.6 | 87.3 | 83.3 | 75.2 | 74.3 | 73.7 | 86.3 | 92.7 | 88.6 | 79.1 | 72.3 | 71.5 | 84.6 | 91.7 | 87.1 | 77.3 | 67.7 | 65.8 | 80.1 | 88.4 | 82.9 | 73.1 | 52.9 | 51 | 65.6 | 73.5 | 65 | 56.9 | 36.3 | 35.1 | 47 | 55 | 46.3 | 39.3 | 29.7 | 28.4 | 36.1 | 43.4 | 37.6 | 33.1
727910 | Astoria | Oregon | 25.4 | 29.3 | Dry-Bulb (F) | 41 | 40.4 | 43.8 | 47.2 | 44.6 | 42.6 | 41.5 | 40.5 | 46.6 | 50.9 | 46.9 | 43.3 | 43.6 | 43.6 | 50.6 | 54 | 50.1 | 45.4 | 45.5 | 46.5 | 52.3 | 54.7 | 51.5 | 47.9 | 47.6 | 49.4 | 56.4 | 58.4 | 54.6 | 50 | 51.5 | 53.8 | 59.9 | 61.4 | 57.4 | 53.5 | 56.3 | 58 | 62.8 | 64.9 | 61.6 | 58 | 56.6 | 58 | 66.2 | 69 | 64.5 | 59.1 | 52 | 53 | 61.9 | 65.5 | 59.6 | 53.9 | 48.2 | 48.2 | 56.2 | 59.5 | 54.3 | 49.6 | 43.3 | 42.4 | 47.8 | 51.5 | 47.7 | 44 | 41.3 | 41.4 | 44.7 | 47.6 | 44.3 | 42.1
726886 | Baker Municipal AP | Oregon | -3.6 | 5.5 | Dry-Bulb (F) | 27.1 | 26 | 33.5 | 37.2 | 31.4 | 28.6 | 22.9 | 22.5 | 30.6 | 35.2 | 28.5 | 24.7 | 28 | 28.2 | 38.5 | 43.4 | 37.6 | 31.7 | 36.9 | 39.7 | 50.8 | 54.2 | 47.9 | 40 | 38.5 | 43.3 | 57.3 | 61.9 | 55.4 | 44 | 48.2 | 53.9 | 66.9 | 72.5 | 65.4 | 54 | 53.3 | 59.3 | 76.5 | 83.7 | 74.8 | 61.2 | 52.6 | 56 | 75.3 | 83.9 | 74.2 | 60.1 | 46.4 | 48.2 | 68 | 76.2 | 63.8 | 51.7 | 36.9 | 36.4 | 53.1 | 58.3 | 47.9 | 40.5 | 25.4 | 25.2 | 40.1 | 46.1 | 34.6 | 28.6 | 28 | 27.9 | 34.4 | 37.2 | 32 | 29.5
726830 | Burns | Oregon | -4.4 | 2.2 | Dry-Bulb (F) | 24.3 | 22.5 | 29.3 | 36.6 | 30.8 | 27 | 27 | 26 | 35 | 40.8 | 33.8 | 29 | 29 | 29.9 | 40.7 | 46.8 | 39.9 | 32.4 | 33.9 | 34.9 | 45.9 | 52.1 | 47.4 | 39.1 | 38.4 | 43.2 | 57.3 | 63.7 | 57.7 | 44.5 | 47.7 | 54.6 | 68.6 | 75 | 69.1 | 55.4 | 52.9 | 59.5 | 78.3 | 86 | 79.5 | 62.6 | 51 | 54.3 | 72.6 | 79 | 71.5 | 58.2 | 43.4 | 46.3 | 63.2 | 71.5 | 61.2 | 49.4 | 34.8 | 35.7 | 50.8 | 56.9 | 46.2 | 37.6 | 30.1 | 29.1 | 40.2 | 46.1 | 35.9 | 31.6 | 23.1 | 22.5 | 30.8 | 36.1 | 30.2 | 25.6
726945 | Corvallis Muni AWOS | Oregon | 24.8 | 27.6 | Dry-Bulb (F) | 40 | 39.8 | 42.4 | 45.6 | 42.6 | 40.7 | 41.5 | 41.1 | 45.6 | 50.6 | 47.5 | 43.7 | 46.2 | 46.1 | 51.8 | 56.3 | 53 | 48.1 | 44.2 | 44.7 | 56.5 | 63.8 | 58.6 | 48.6 | 45.9 | 48.1 | 58.5 | 64.4 | 59.6 | 49.9 | 53.4 | 55.6 | 66.8 | 73.9 | 69 | 58.3 | 58.2 | 60.2 | 73.8 | 82.9 | 76.5 | 63.7 | 58.1 | 58.7 | 72.8 | 81.9 | 74.5 | 63.5 | 54 | 53.8 | 69.4 | 79.7 | 71.2 | 59.3 | 46.2 | 45.3 | 56.2 | 62.9 | 55.9 | 49 | 41.7 | 41.8 | 46.8 | 51.2 | 45.6 | 42.6 | 41.5 | 41.1 | 44 | 46.7 | 44 | 42.2
726930 | Eugene | Oregon | 21.4 | 25.6 | Dry-Bulb (F) | 39.3 | 39 | 42.7 | 46.5 | 42.9 | 40.5 | 37.6 | 37.1 | 41.5 | 46.3 | 42.8 | 39 | 40.7 | 40.2 | 47.7 | 53.8 | 49.8 | 42.9 | 43.2 | 43.9 | 53.4 | 58.6 | 54 | 46.4 | 48.6 | 50.6 | 59.7 | 64.7 | 61 | 52.4 | 51.1 | 53.6 | 63.9 | 71.2 | 67.7 | 55.6 | 55.4 | 59 | 70.2 | 78.6 | 74.1 | 61.1 | 56.1 | 57.1 | 71.2 | 82.1 | 76.2 | 62.2 | 52.3 | 51.4 | 64.9 | 74.7 | 68.4 | 57.1 | 46.2 | 45.8 | 56.9 | 63.2 | 55.8 | 49 | 40.2 | 39.6 | 44.3 | 47.5 | 44.1 | 41.8 | 37.1 | 37.1 | 40.8 | 44.5 | 40.9 | 38.7
725895 | Klamath Falls Intl AP | Oregon | 6.1 | 11.9 | Dry-Bulb (F) | 26 | 25.5 | 32.9 | 39.4 | 31.6 | 28.1 | 33.3 | 32.6 | 38.3 | 44 | 39.2 | 35.5 | 29.7 | 29.8 | 39.7 | 43.9 | 38.7 | 32.8 | 36.3 | 37.1 | 49.7 | 55.4 | 50 | 41.2 | 41.1 | 43.9 | 56.3 | 62.1 | 56.7 | 46.9 | 48.3 | 52.1 | 66.1 | 73.4 | 67.9 | 55.3 | 54.3 | 57.7 | 74.9 | 83.8 | 77.9 | 62.7 | 53.9 | 55.3 | 73.4 | 82.2 | 76.1 | 62 | 44.6 | 44.9 | 60.9 | 69.3 | 61.7 | 50.4 | 36.9 | 36.6 | 49.5 | 57.3 | 48.3 | 40.7 | 30.9 | 29.8 | 37.7 | 43.1 | 35.9 | 32.4 | 26.5 | 25.7 | 33 | 40 | 31.8 | 28.4
725970 | Medford | Oregon | 21.6 | 24.7 | Dry-Bulb (F) | 33.9 | 32.2 | 37.4 | 45.4 | 40.5 | 36.1 | 37.9 | 35.7 | 42.7 | 52.2 | 48 | 41.5 | 39.4 | 38.1 | 47.5 | 55.6 | 50.9 | 43.9 | 44.6 | 43.6 | 53.4 | 60 | 56.4 | 49.7 | 46.7 | 47.7 | 60.2 | 66.7 | 61.4 | 52.2 | 55.1 | 56.7 | 70.6 | 79.3 | 74.7 | 61.9 | 61.5 | 61.1 | 75 | 86.3 | 81.8 | 69.2 | 58.8 | 58.3 | 72.8 | 83.5 | 78.3 | 65.7 | 54.6 | 53.1 | 65 | 76.6 | 72 | 61.1 | 47.1 | 45 | 56.7 | 68.8 | 62.9 | 52.4 | 38.9 | 37.8 | 43 | 48.3 | 43.7 | 40.3 | 35.1 | 34.2 | 38.6 | 45.4 | 40.7 | 36.7
726917 | North Bend | Oregon | 30 | 32.9 | Dry-Bulb (F) | 42.8 | 42.5 | 46.2 | 49.6 | 46.7 | 44.4 | 44 | 42.9 | 48.9 | 53.2 | 49.1 | 45.6 | 45.6 | 45.2 | 51.1 | 53.6 | 50.5 | 46.8 | 46.4 | 47.1 | 53.4 | 55.2 | 51.7 | 48.2 | 49.1 | 50.5 | 57.8 | 59.1 | 54.9 | 50.9 | 51.1 | 53.1 | 60.4 | 61.4 | 57.8 | 53.3 | 53.9 | 55.8 | 63.1 | 64.9 | 61.1 | 56.5 | 55.1 | 55.9 | 62.9 | 65.6 | 61 | 57.1 | 53.3 | 54.1 | 61.5 | 63.3 | 58.6 | 55.2 | 49.1 | 49.4 | 56.5 | 58.8 | 53.6 | 50.1 | 47.1 | 47.1 | 52.3 | 55.4 | 50.5 | 47.7 | 41.7 | 41.6 | 47 | 51.1 | 45.4 | 43.1
726880 | Pendleton | Oregon | 3.5 | 11.2 | Dry-Bulb (F) | 30.2 | 29.8 | 33.1 | 35.9 | 32.8 | 31.7 | 35.9 | 35.1 | 39.8 | 44.3 | 39.7 | 36.8 | 38.2 | 37.5 | 46.8 | 51.8 | 47 | 40.9 | 43.9 | 45.6 | 54.8 | 58.7 | 53.8 | 46.8 | 48.7 | 50.9 | 61.6 | 66.5 | 61.7 | 53.1 | 53.9 | 57.8 | 68.5 | 74.7 | 69.2 | 59.3 | 61.2 | 64.8 | 77 | 83.7 | 79.1 | 68.2 | 62.5 | 62.9 | 77.3 | 84.6 | 79.4 | 68.4 | 55.4 | 55.8 | 67.3 | 73.6 | 66.7 | 59.4 | 46.1 | 45.1 | 56.1 | 61.1 | 54.3 | 48.5 | 43.3 | 43 | 47.8 | 50.2 | 45.1 | 43.2 | 33.2 | 31.9 | 34.7 | 37.1 | 34.3 | 33.5
726980 | Portland | Oregon | 21.9 | 27 | Dry-Bulb (F) | 39.9 | 39.3 | 42.1 | 45.4 | 43.1 | 41.5 | 40.5 | 40.3 | 45.2 | 50.5 | 46.7 | 42.8 | 42 | 41 | 47.9 | 54.2 | 51.3 | 45.5 | 48.3 | 48.3 | 54.7 | 59.3 | 56.5 | 51.2 | 50.8 | 51.6 | 59.1 | 64.7 | 61.8 | 54.6 | 56.2 | 57.3 | 65.9 | 72.3 | 69.5 | 60.5 | 60.1 | 60.6 | 69.3 | 77.4 | 74.6 | 65 | 61.2 | 60.2 | 68 | 77.2 | 75.9 | 66.4 | 56.2 | 55.2 | 64.9 | 73 | 68.7 | 60.4 | 51 | 50.4 | 56.3 | 61.5 | 57.5 | 53.4 | 45.7 | 45.1 | 48.2 | 50.9 | 47.7 | 46.3 | 37.3 | 36.6 | 39.5 | 43.7 | 40.5 | 38.7
726986 | Portland/Hillsboro | Oregon | 20.9 | 26 | Dry-Bulb (F) | 38.3 | 38.5 | 40.8 | 43.9 | 41.4 | 38.9 | 40.4 | 39.8 | 44.5 | 49.6 | 46.4 | 42 | 44.2 | 42.4 | 51.2 | 57.7 | 53.7 | 47.2 | 46.1 | 45.8 | 55.8 | 61.4 | 57.7 | 51.1 | 45.5 | 47.4 | 56.4 | 61.9 | 58.8 | 49.9 | 52.2 | 54.6 | 64.7 | 71.2 | 68.1 | 57.7 | 56.3 | 58.2 | 70.3 | 79.4 | 75.8 | 63.2 | 55.6 | 56.7 | 68.9 | 77.5 | 74.1 | 62.2 | 49.5 | 49.2 | 63.2 | 71 | 65 | 55.3 | 46.8 | 47.6 | 56 | 62 | 55.1 | 48.5 | 39.8 | 39.4 | 44 | 48.7 | 44.2 | 41.3 | 38.6 | 38.7 | 41.5 | 44.1 | 41.8 | 39.8
726835 | Redmond | Oregon | 2 | 9.9 | Dry-Bulb (F) | 27.1 | 26.4 | 34.4 | 40.6 | 32.7 | 28.7 | 32.8 | 31.8 | 39.2 | 43.7 | 38 | 34.9 | 32.3 | 31.9 | 42.6 | 48.5 | 42.6 | 34.8 | 38 | 39.8 | 52.2 | 57.6 | 51.5 | 43.3 | 39.2 | 43.2 | 57.3 | 62.1 | 55.5 | 45.7 | 47.7 | 53.3 | 67.8 | 73.8 | 67.2 | 55.8 | 53 | 58.9 | 74.2 | 80.8 | 75.1 | 62.2 | 49.6 | 51.8 | 70.2 | 78.3 | 72.1 | 58.5 | 43.7 | 45.7 | 66.3 | 74.6 | 66 | 51.7 | 37.9 | 39 | 55.7 | 62.2 | 52.4 | 43.3 | 30.9 | 31 | 39.8 | 42.4 | 35.1 | 32.3 | 32.4 | 31.4 | 35.8 | 39 | 34 | 32.7
726940 | Salem | Oregon | 20.5 | 24.9 | Dry-Bulb (F) | 38.3 | 38 | 41.3 | 45.2 | 42.3 | 39.7 | 38.2 | 37.8 | 42.6 | 46.7 | 43.3 | 39.8 | 42.6 | 42 | 48.9 | 54 | 50.6 | 44.7 | 44.2 | 45.6 | 54.2 | 58.9 | 54.9 | 46.4 | 47.4 | 50.2 | 60.2 | 65.2 | 61.4 | 52.1 | 53.2 | 57 | 67.8 | 74.4 | 69.5 | 58.1 | 55.9 | 60.8 | 72.7 | 80.7 | 76 | 63.3 | 56.4 | 58.5 | 71.7 | 79.1 | 74.1 | 62.5 | 52.5 | 54 | 66.5 | 75 | 67.2 | 56.7 | 46 | 46.1 | 56.1 | 62.1 | 55.4 | 48 | 44.8 | 44.6 | 48.9 | 51.7 | 47.9 | 45.9 | 38.2 | 38 | 40.9 | 43.4 | 41.1 | 39.4
725975 | Sexton Summit | Oregon | 22.1 | 24.7 | Dry-Bulb (F) | 36.6 | 35.8 | 38.6 | 40.8 | 38.2 | 37.2 | 37.5 | 36.3 | 40.3 | 43.5 | 40 | 38.2 | 31.9 | 31.2 | 35.2 | 38.5 | 35.1 | 33 | 39.4 | 39.9 | 46.1 | 50.5 | 45.1 | 40.5 | 49.2 | 50.5 | 59.5 | 65.5 | 59.1 | 51.4 | 50 | 51.9 | 60.7 | 67.4 | 61.2 | 52.1 | 58 | 60.4 | 69 | 76.7 | 70.1 | 60.2 | 58.3 | 59.2 | 67.1 | 74.4 | 68.2 | 60.8 | 57.9 | 57.8 | 65.9 | 71.1 | 64.1 | 59.4 | 49.3 | 48.9 | 54.2 | 56.3 | 51.5 | 50 | 44.4 | 43.9 | 48.4 | 50.1 | 47.1 | 45.5 | 39.1 | 38.8 | 41.8 | 43.8 | 41.4 | 39.8
725170 | Allentown | Pennsylvania | 6.6 | 11.1 | Dry-Bulb (F) | 22.8 | 21.8 | 25.3 | 28.6 | 26.9 | 24.5 | 26.5 | 25.5 | 30.7 | 34.9 | 32 | 28.6 | 36.7 | 35.6 | 43.3 | 48.9 | 45.2 | 40 | 46.9 | 47 | 56.5 | 62.9 | 58.2 | 51.6 | 54.5 | 55.4 | 65.6 | 69.8 | 66.8 | 59.7 | 60.2 | 60.8 | 72.5 | 77.3 | 74.2 | 65.7 | 67.5 | 68.7 | 77.9 | 80.6 | 77.4 | 71 | 64.1 | 64.5 | 74.2 | 77.9 | 74.8 | 68 | 56.3 | 57.2 | 67.2 | 72.5 | 67.2 | 60.6 | 49.2 | 47.9 | 56.4 | 61.7 | 56.3 | 51.7 | 39.4 | 37.8 | 45.6 | 50.3 | 46 | 41.9 | 30.4 | 28.9 | 34.8 | 39.2 | 35.1 | 32.6
725126 | Altoona Blair Co AP | Pennsylvania | 4.3 | 9.5 | Dry-Bulb (F) | 24.9 | 23.7 | 26.5 | 30.4 | 28.5 | 26.7 | 30.9 | 28.7 | 34.5 | 40.5 | 36.5 | 32.7 | 38.1 | 37.2 | 43.3 | 48.3 | 44.9 | 41 | 45.5 | 45.4 | 53.1 | 58.2 | 54.8 | 48.7 | 50.4 | 50.7 | 60.1 | 64.4 | 60.3 | 54.1 | 59 | 59.6 | 66.6 | 70.6 | 67.7 | 62.1 | 65.3 | 66.9 | 77.6 | 81.7 | 76.8 | 68.9 | 62.3 | 62.5 | 72.4 | 76.9 | 72.9 | 65.6 | 58.1 | 58 | 68.3 | 74.4 | 68.8 | 61.8 | 46.4 | 45.8 | 51.4 | 54.4 | 50.9 | 47.8 | 43 | 41.5 | 47.1 | 51.4 | 46.1 | 43.3 | 26.9 | 25.8 | 28.4 | 31.8 | 29.8 | 28.2
725266 | Bradford | Pennsylvania | -5.8 | -0.1 | Dry-Bulb (F) | 18 | 17 | 19.7 | 23.3 | 21.2 | 19 | 19.4 | 17.6 | 22.5 | 26.4 | 23.8 | 20.9 | 30.7 | 29.1 | 35.5 | 40.8 | 38 | 33.8 | 36.7 | 36.9 | 44.7 | 49.3 | 46.6 | 40.2 | 44.8 | 48.2 | 57.7 | 61.8 | 57.9 | 49.4 | 55.1 | 57.3 | 65.8 | 69.6 | 66.1 | 58.9 | 59 | 61.7 | 71.2 | 75.3 | 71.3 | 62.9 | 57.2 | 57.8 | 68.2 | 72.7 | 68.5 | 60.3 | 50 | 50.2 | 60.4 | 64.9 | 59.3 | 52.6 | 38 | 37.6 | 45.8 | 49.6 | 44.7 | 39.8 | 32.9 | 31.9 | 34.6 | 38.6 | 35.7 | 33.4 | 20.8 | 20.8 | 22.7 | 25 | 22.9 | 20.9
725124 | Butler Co. (AWOS) | Pennsylvania | 2.3 | 7.9 | Dry-Bulb (F) | 26.7 | 26.3 | 28.9 | 32.4 | 30.1 | 27.1 | 28.4 | 26.6 | 31.2 | 36.2 | 34.3 | 31 | 28.7 | 28.4 | 34.2 | 39.4 | 37.6 | 32.2 | 41.3 | 40.9 | 50.3 | 54.7 | 51.1 | 44.8 | 47.5 | 49.5 | 60.4 | 64 | 61.4 | 53.1 | 59.9 | 61.4 | 73.8 | 77.9 | 73.5 | 63.7 | 63.6 | 66 | 75.6 | 78.7 | 74.3 | 66.8 | 60.4 | 61.2 | 70.2 | 73.5 | 68.7 | 62.8 | 52.8 | 53.1 | 64 | 69.1 | 63.3 | 55.7 | 46.4 | 46 | 56.8 | 62.5 | 55.7 | 49.9 | 34.2 | 33.6 | 37.2 | 39.7 | 37.1 | 35.2 | 29.8 | 28.7 | 32.2 | 36 | 33.5 | 31.5
725125 | Dubois FAA AP | Pennsylvania | 0 | 5.2 | Dry-Bulb (F) | 26.3 | 25.1 | 27.4 | 30.7 | 28.8 | 27.3 | 23.5 | 21.9 | 25 | 28.9 | 27 | 25.5 | 33.1 | 32.9 | 38.7 | 42.9 | 40.8 | 36.6 | 39.7 | 38.8 | 46.5 | 52.2 | 48.3 | 42.7 | 46.8 | 47.7 | 57.1 | 60.9 | 57.6 | 51.2 | 58.7 | 60.3 | 69.9 | 74 | 70.4 | 62.8 | 58.2 | 58.9 | 67.6 | 71.3 | 68.5 | 61.7 | 62.9 | 63.5 | 74.2 | 78.6 | 74.2 | 66.9 | 52.3 | 52.3 | 61.7 | 66.7 | 61.1 | 55 | 46 | 44.7 | 52.5 | 57 | 52.2 | 48.6 | 34.1 | 33.1 | 36.1 | 39.3 | 37.3 | 35 | 27.4 | 27.6 | 29.7 | 31.7 | 30 | 28.4
725260 | Erie | Pennsylvania | 2.9 | 7.7 | Dry-Bulb (F) | 25.7 | 24.8 | 26.2 | 28.6 | 27.2 | 26.3 | 23.9 | 23.3 | 25.9 | 27.4 | 25.1 | 23.7 | 31.2 | 31.5 | 35.6 | 38.5 | 35.5 | 33.2 | 43.5 | 43 | 49.6 | 52.7 | 50.6 | 46.1 | 54.9 | 56.4 | 62.8 | 64.7 | 63 | 58.1 | 58.1 | 60.6 | 67.5 | 69.8 | 67 | 60.6 | 66.4 | 67.9 | 76 | 78.2 | 75.4 | 68.8 | 65.7 | 66.1 | 72.9 | 75.2 | 72.6 | 67.5 | 59 | 58.6 | 66.1 | 68.6 | 64.9 | 60.5 | 45.7 | 45.2 | 51.2 | 53.8 | 50.2 | 47.3 | 43.3 | 43.1 | 46.2 | 47.8 | 44.3 | 43.6 | 30.6 | 29.7 | 31.6 | 33.7 | 31.8 | 31.2
725118 | Harrisburg Capital City A | Pennsylvania | 8.3 | 13.2 | Dry-Bulb (F) | 26.1 | 25.1 | 26.6 | 30.3 | 29.3 | 27.6 | 28.7 | 27.6 | 32.7 | 36.6 | 33.8 | 30.4 | 36.8 | 35.5 | 43.4 | 48.9 | 45.4 | 40.1 | 49.3 | 48.9 | 57 | 61.2 | 58.9 | 53.1 | 55.1 | 55.5 | 64.2 | 69 | 65.8 | 59.6 | 65 | 66.1 | 74.2 | 78.8 | 75.6 | 69.2 | 68.5 | 69.9 | 79 | 82.4 | 78.8 | 72.1 | 66.4 | 66.8 | 75.1 | 79.7 | 76 | 69.4 | 59.9 | 59.8 | 68.8 | 73 | 68.6 | 62.9 | 49.4 | 49 | 58.3 | 63.1 | 57 | 51.6 | 39.7 | 38.5 | 45.5 | 50.5 | 46.2 | 42.3 | 29.8 | 29.1 | 31.9 | 36.6 | 33.6 | 30.9
725127 | Johnstown Cambria County | Pennsylvania | 3.1 | 7.7 | Dry-Bulb (F) | 23.8 | 23 | 23.8 | 27.3 | 25.6 | 25 | 26.2 | 25.1 | 28.2 | 33 | 29.1 | 26.8 | 37.2 | 36.5 | 41.3 | 46.3 | 44.3 | 40.5 | 46.1 | 46 | 51.9 | 56.3 | 53.6 | 48.3 | 51.7 | 51.6 | 58.1 | 63.2 | 60.5 | 54.7 | 58.8 | 59 | 64.6 | 67.3 | 64.7 | 60.9 | 65.3 | 65.7 | 74.1 | 77.5 | 74.4 | 68.5 | 64.3 | 64 | 71.7 | 75.8 | 72 | 66.9 | 57 | 56 | 61.6 | 65.8 | 62 | 58.4 | 46.6 | 45.5 | 52.4 | 56.8 | 52.4 | 48.7 | 40 | 38.8 | 42.6 | 46.1 | 43.3 | 41.2 | 18.8 | 18.2 | 19.6 | 21.9 | 20 | 18.7
725115 | Middletown Harrisburg Int | Pennsylvania | 10.4 | 14.8 | Dry-Bulb (F) | 18.9 | 18.2 | 22.5 | 25.9 | 22.7 | 20 | 24.6 | 24.6 | 27.8 | 31.1 | 29.2 | 26.5 | 32.7 | 32 | 39 | 43.8 | 40.9 | 35.9 | 47.1 | 46.5 | 54.6 | 60.3 | 58 | 51.5 | 53 | 54.5 | 62.7 | 67.3 | 64.1 | 57.7 | 66.2 | 67.2 | 75.4 | 79.1 | 76 | 70.6 | 72 | 72.1 | 81.2 | 87 | 83.5 | 76.6 | 67.6 | 67.3 | 76.1 | 81.8 | 77.9 | 71.1 | 59.9 | 59.7 | 68.1 | 72.5 | 67.6 | 62 | 47.7 | 46.8 | 57.1 | 63.8 | 56.7 | 50.9 | 40 | 38.9 | 44.6 | 48.7 | 44.5 | 41.6 | 28.3 | 27.2 | 31.5 | 34.6 | 32.3 | 30.3
724080 | Philadelphia | Pennsylvania | 11.6 | 15.8 | Dry-Bulb (F) | 27.2 | 26.2 | 30.1 | 33.2 | 30.2 | 28.1 | 28.9 | 27.7 | 34.2 | 39.4 | 35.8 | 31.9 | 41.1 | 40.4 | 45.8 | 50.8 | 48.3 | 44.1 | 48.2 | 48.5 | 57 | 62.3 | 58.9 | 52.1 | 57.9 | 58.8 | 67.1 | 72.2 | 69 | 61.7 | 65.6 | 67.2 | 75.4 | 79.2 | 75.1 | 69.1 | 71 | 72.6 | 81.6 | 85.2 | 80.8 | 74.4 | 68.7 | 69.8 | 79.2 | 82.7 | 78 | 71.3 | 64.1 | 64.4 | 73 | 77.3 | 71.9 | 65.8 | 49.8 | 49.4 | 57.8 | 61.9 | 55.3 | 51.1 | 42 | 42.1 | 48.5 | 50.9 | 46 | 42.8 | 35.2 | 34 | 39.5 | 43.8 | 39.5 | 37.5
724085 | Philadelphia Ne Philadelp | Pennsylvania | 11.3 | 15.7 | Dry-Bulb (F) | 23.5 | 22.3 | 27.2 | 30.6 | 27.4 | 25.1 | 30.5 | 29.7 | 36.4 | 41.4 | 38.2 | 33.7 | 39.7 | 39.2 | 46.7 | 52.2 | 48.5 | 43 | 47.4 | 48.5 | 57.3 | 61.6 | 58.4 | 51.9 | 54.6 | 56.2 | 64.9 | 69.1 | 66.8 | 59.5 | 64.9 | 66.9 | 75.2 | 78.6 | 74.6 | 68.5 | 69.1 | 70.2 | 79.7 | 84.6 | 81.3 | 73.6 | 73.1 | 73.8 | 82 | 85.6 | 81.5 | 75.7 | 63.5 | 63.8 | 74 | 78.1 | 73.5 | 67.3 | 51.5 | 51.8 | 60.2 | 63.5 | 57.9 | 53.3 | 41.8 | 40.8 | 49.6 | 53.9 | 48.7 | 44.2 | 35.5 | 34.3 | 42.3 | 47.9 | 43.3 | 38.4
725200 | Pittsburgh | Pennsylvania | 1.8 | 7.5 | Dry-Bulb (F) | 26 | 25.2 | 28.3 | 32.2 | 30.1 | 27.7 | 25.4 | 24.1 | 28 | 33.4 | 31.8 | 27.9 | 37 | 35.6 | 42.4 | 47.9 | 46 | 40.9 | 45.9 | 44.5 | 53.3 | 58.4 | 55.5 | 49 | 52.6 | 53 | 62.5 | 66.9 | 64.8 | 57.6 | 61.6 | 62.2 | 71.6 | 76.4 | 74.4 | 67 | 67 | 67.2 | 76.1 | 80.5 | 78.6 | 71.3 | 64.2 | 64 | 74.3 | 80 | 76.3 | 68.7 | 58.1 | 57.2 | 66.3 | 71.3 | 67.4 | 60.8 | 45.2 | 43.7 | 51.7 | 57.2 | 52.9 | 47.2 | 40.5 | 39.6 | 45.4 | 50.3 | 45.9 | 42.4 | 29.5 | 28.9 | 31.6 | 35.1 | 32.9 | 30
725205 | Pittsburgh Allegheny Co A | Pennsylvania | 4.5 | 10 | Dry-Bulb (F) | 29.6 | 28.4 | 30.6 | 34.8 | 32.8 | 30.3 | 28.4 | 26.5 | 31 | 36.2 | 34.6 | 31.3 | 40.7 | 39.8 | 46.2 | 52.2 | 49.9 | 44.3 | 49.9 | 48.6 | 55.8 | 61.1 | 59.6 | 53.8 | 54.6 | 54.3 | 61.6 | 65.5 | 63.4 | 58.1 | 60.8 | 61.6 | 69 | 72.8 | 70.3 | 64.5 | 65.8 | 65.7 | 72.6 | 77 | 74.7 | 69.4 | 64.4 | 63.8 | 72 | 76.4 | 73.1 | 67.8 | 59.9 | 59 | 65.4 | 69.9 | 66.8 | 62.3 | 47.5 | 45.8 | 55.2 | 61.3 | 57.2 | 51.2 | 42.6 | 41.4 | 46.1 | 50.2 | 47.4 | 44.5 | 32.7 | 31.7 | 33.6 | 37.1 | 35.1 | 33
725103 | Reading Spaatz Field | Pennsylvania | 9.2 | 13.1 | Dry-Bulb (F) | 25.5 | 25.4 | 30.1 | 33.8 | 31.1 | 28.4 | 29 | 27.8 | 34 | 38.5 | 35.7 | 31.2 | 37.7 | 36.7 | 44.1 | 49.4 | 46.3 | 41.4 | 46.5 | 46.1 | 54.8 | 59.6 | 56.4 | 50.3 | 56 | 56.9 | 66.5 | 70.4 | 66.9 | 60.5 | 63.7 | 65.4 | 75.5 | 79.4 | 75.3 | 68.2 | 66.2 | 67.5 | 76.2 | 80.4 | 77.3 | 69.8 | 66.2 | 65.7 | 74.7 | 78.7 | 74.3 | 68.1 | 62.5 | 62.1 | 72.8 | 77.8 | 73.4 | 66.2 | 50.1 | 49.7 | 56.2 | 59.4 | 55.4 | 51.6 | 43.7 | 41.9 | 49.5 | 54.4 | 49.9 | 45.7 | 33.4 | 33.1 | 40.4 | 46.3 | 41.3 | 36.4
725117 | Washington (AWOS) | Pennsylvania | 2 | 8.4 | Dry-Bulb (F) | 36 | 34.5 | 37.3 | 40.1 | 38.2 | 36.8 | 29.2 | 26.9 | 34.6 | 41.1 | 37.3 | 31.7 | 27.6 | 27.4 | 35.2 | 40 | 37.5 | 30.4 | 45.8 | 45.3 | 56.1 | 62.4 | 58.8 | 49.4 | 50 | 52 | 65.7 | 70.8 | 66.7 | 55.2 | 57 | 58.9 | 69.8 | 74.4 | 70.9 | 61.1 | 64.7 | 66.6 | 77.5 | 81.6 | 77.3 | 67.5 | 61 | 61.7 | 71.3 | 75.7 | 72.2 | 63.9 | 57.4 | 58.7 | 69.3 | 73 | 67 | 60.3 | 43.8 | 43.9 | 53.1 | 57.5 | 50.8 | 45.5 | 38.2 | 37.2 | 42.6 | 46.4 | 42.9 | 39.1 | 31.3 | 30.7 | 35.7 | 40.4 | 35.5 | 31.8
725130 | Wilkes-Barre/S | Pennsylvania | 2.9 | 7.6 | Dry-Bulb (F) | 25.7 | 25 | 28.2 | 31.8 | 29.2 | 27.4 | 25.5 | 24.7 | 28 | 31.3 | 29.4 | 26.5 | 32.5 | 30.9 | 36.1 | 40.9 | 39.2 | 35.5 | 45.1 | 43.8 | 51.8 | 57.7 | 54.9 | 49.3 | 52.9 | 53.8 | 63.6 | 67.8 | 65.4 | 58.4 | 62.6 | 63.1 | 71.6 | 76.3 | 73.3 | 66.5 | 66.3 | 66.7 | 76.5 | 80.9 | 78.2 | 70.8 | 62.3 | 62.4 | 71.5 | 75.5 | 71.7 | 65.4 | 55.7 | 55.2 | 63.1 | 68.8 | 65.1 | 59.3 | 48.1 | 47.7 | 55.2 | 60.1 | 55.6 | 50.6 | 38.6 | 36.6 | 41.7 | 46.3 | 43 | 40 | 26.6 | 25.3 | 29.5 | 33.3 | 31 | 28.9
725140 | Williamsport | Pennsylvania | 3 | 8.3 | Dry-Bulb (F) | 22.6 | 22.3 | 26 | 30.4 | 27.6 | 24.6 | 26.3 | 24.9 | 30.2 | 36.3 | 33.2 | 28.7 | 35.2 | 33.5 | 43 | 49.8 | 46.5 | 39.7 | 45 | 44.9 | 53.9 | 59.6 | 56.6 | 49.6 | 52.7 | 53.6 | 64.9 | 70.3 | 66.5 | 58.1 | 61.1 | 62.6 | 73.5 | 78.6 | 75.1 | 66.2 | 65.5 | 65.3 | 74.4 | 80 | 77.4 | 69.7 | 64.3 | 64.5 | 74.6 | 81 | 77.2 | 68 | 59.6 | 59.3 | 66 | 72.3 | 68.6 | 61.9 | 47.5 | 46 | 52.3 | 60.3 | 55.2 | 49.9 | 39.5 | 39 | 43.8 | 48.8 | 43.8 | 40.5 | 29.9 | 28.2 | 31.5 | 36.9 | 34.4 | 32
724086 | Willow Grove Nas | Pennsylvania | 10.2 | 14.4 | Dry-Bulb (F) | 32 | 30.7 | 35 | 38.3 | 34.4 | 31.7 | 30.6 | 29.5 | 36.2 | 41.5 | 38.1 | 33.8 | 39.5 | 39 | 46.6 | 50.9 | 47.4 | 42.1 | 44.3 | 45.7 | 54.5 | 59 | 55.7 | 48 | 52.8 | 55.7 | 65.6 | 69.9 | 66.4 | 58.4 | 62.6 | 65.2 | 75.3 | 79.2 | 75.5 | 67.2 | 67.6 | 70.5 | 80.5 | 83.4 | 78.8 | 70.9 | 66.9 | 68 | 78.3 | 82.5 | 77.8 | 70.2 | 58.2 | 59.1 | 67.8 | 72.1 | 66.4 | 60.2 | 46.5 | 46.9 | 57.9 | 62.6 | 56.2 | 50.6 | 47.3 | 47 | 56.9 | 61.9 | 55.5 | 51.1 | 34.2 | 32.8 | 40.5 | 45.7 | 41 | 36.4
725058 | Block Island State AP | Rhode Island | 12.5 | 17.2 | Dry-Bulb (F) | 36 | 35.8 | 38.2 | 39.3 | 37.9 | 36.7 | 34.8 | 34.8 | 36.5 | 38.1 | 36.7 | 35.2 | 34.4 | 35 | 38.9 | 40.5 | 37.8 | 35.8 | 42.4 | 42.8 | 47.1 | 48.2 | 45.4 | 43.9 | 49.5 | 51.4 | 56.5 | 57 | 53.3 | 50.7 | 60.5 | 62.3 | 67 | 67.7 | 63.7 | 62 | 67.1 | 68.5 | 74.2 | 76.2 | 72.3 | 68.7 | 66.1 | 66.9 | 71.4 | 72.1 | 69.2 | 67.1 | 63.6 | 64.3 | 68.5 | 69.7 | 66.6 | 64.7 | 52.8 | 52.8 | 57.4 | 58.8 | 55.3 | 53.7 | 44.4 | 44.4 | 48.1 | 48.8 | 46.3 | 45.2 | 39.6 | 38.5 | 41.3 | 42.6 | 41 | 40.5
725070 | Providence | Rhode Island | 6.1 | 10.8 | Dry-Bulb (F) | 26.4 | 25 | 30.2 | 33.9 | 30.9 | 28.4 | 28.5 | 28.4 | 34.6 | 38.4 | 33.7 | 30 | 35.3 | 35.6 | 41.5 | 44.1 | 40.1 | 36.6 | 41.7 | 43.1 | 51.4 | 54.3 | 48.9 | 44 | 52.3 | 55 | 64.3 | 66.5 | 61.7 | 55.4 | 60.1 | 62.4 | 71.2 | 73.5 | 69.2 | 63.1 | 67.8 | 69.8 | 78 | 81.6 | 75.9 | 70.2 | 65.3 | 66.8 | 75.2 | 77.2 | 72.8 | 67.6 | 58.9 | 60.2 | 70 | 72.8 | 66.6 | 61.1 | 48.4 | 48.8 | 58.1 | 60.8 | 54.6 | 50.1 | 39.4 | 38.5 | 44.7 | 47.7 | 43.6 | 41.2 | 28.4 | 27.8 | 33.5 | 36.1 | 31.6 | 29.2
723125 | Anderson County AP | South Carolina | 21.5 | 25.4 | Dry-Bulb (F) | 33.6 | 31.5 | 37.8 | 45 | 41.7 | 37 | 39.5 | 37.4 | 44.3 | 50.8 | 47.9 | 42.7 | 42.6 | 41.1 | 49.5 | 55.9 | 53.1 | 46.1 | 50.3 | 49.7 | 61.4 | 68.2 | 64.5 | 55.5 | 58.2 | 58.8 | 71.2 | 76.2 | 72.7 | 63.4 | 67.7 | 68.2 | 77.7 | 81.9 | 77.9 | 71 | 71.7 | 72.2 | 84.3 | 89.1 | 85.1 | 75.5 | 72.4 | 72.8 | 81.3 | 85.8 | 81.2 | 74.8 | 65.5 | 65.7 | 76.5 | 82.2 | 76.8 | 68.2 | 50.6 | 49.5 | 63.6 | 70.3 | 63.1 | 54.4 | 49 | 47 | 60.6 | 68.8 | 60.9 | 52.9 | 35.2 | 32.8 | 42.9 | 50.6 | 45.1 | 38.2
722085 | Beaufort Mcas | South Carolina | 27.5 | 30.9 | Dry-Bulb (F) | 42.5 | 40.5 | 48.4 | 55.5 | 49.9 | 44.5 | 47.6 | 45.4 | 53.2 | 60.1 | 55.4 | 50 | 50.2 | 49.2 | 58.9 | 64.1 | 59.1 | 53.8 | 58.1 | 58.1 | 69.2 | 74.5 | 69 | 62.7 | 66.1 | 66.1 | 75.3 | 79.6 | 75.6 | 69 | 72 | 73.1 | 82.9 | 85.2 | 80.3 | 75.8 | 76.3 | 76.6 | 84.7 | 88.3 | 83 | 78.8 | 73.2 | 73.7 | 82.6 | 86.2 | 80.6 | 75.8 | 69.1 | 69.1 | 76.8 | 80.2 | 75.3 | 70.8 | 58.7 | 58.6 | 70.3 | 75.6 | 68.7 | 62 | 53.9 | 52.6 | 63.6 | 69.2 | 61.3 | 56.5 | 42.3 | 41 | 49.4 | 56.9 | 50.1 | 44.2
722080 | Charleston | South Carolina | 25.4 | 29.1 | Dry-Bulb (F) | 42.7 | 41.1 | 49.2 | 55.6 | 49.6 | 45 | 44.1 | 42.5 | 51.4 | 56.8 | 52.2 | 46.7 | 54 | 54.1 | 63.7 | 68.5 | 63 | 57.3 | 57.9 | 58.3 | 70.5 | 74.6 | 67.5 | 60.3 | 65 | 66.6 | 76.8 | 79.3 | 73.9 | 67.6 | 72.5 | 73.7 | 82.2 | 84.9 | 80.4 | 74.7 | 75.5 | 76.4 | 86.2 | 89 | 83 | 77.8 | 75.3 | 76.2 | 84 | 87 | 82.4 | 77.8 | 70.7 | 70.8 | 80.1 | 83.2 | 77.8 | 73 | 59.5 | 59 | 69.3 | 74.2 | 67.6 | 62.3 | 53.4 | 52.2 | 63.2 | 68 | 61.1 | 55.9 | 45.8 | 44.6 | 51.2 | 56.7 | 51.6 | 47.3
723100 | Columbia | South Carolina | 20.8 | 24.6 | Dry-Bulb (F) | 38 | 36.5 | 44 | 50.4 | 45.8 | 40.3 | 43.3 | 41.7 | 51.9 | 59.1 | 54.7 | 46.9 | 49 | 47.6 | 58.3 | 66.5 | 63 | 54 | 54.5 | 53.6 | 68.5 | 75.5 | 70.9 | 59.5 | 63.3 | 63.9 | 75.8 | 80.4 | 75.8 | 67.1 | 69.9 | 70.7 | 83 | 88.4 | 83.9 | 73.6 | 73.3 | 73.4 | 86.1 | 89.7 | 85.7 | 77.2 | 71 | 71.1 | 80.8 | 85.5 | 80.1 | 73.9 | 67.3 | 67 | 78.3 | 83.5 | 77.6 | 69.9 | 56 | 54.5 | 66.5 | 72 | 67.3 | 60.3 | 50.4 | 49.4 | 59.5 | 65.5 | 60 | 53.3 | 39.1 | 38.5 | 45.9 | 52.9 | 46.9 | 41.4
723106 | Florence Regional AP | South Carolina | 23.1 | 26.8 | Dry-Bulb (F) | 45.2 | 43.8 | 53.7 | 61.7 | 55.1 | 49 | 42.3 | 40 | 50.4 | 58 | 52.7 | 45.1 | 52.4 | 50.5 | 57.7 | 64 | 60.9 | 54.8 | 53.5 | 53.6 | 64.7 | 69.7 | 65.9 | 58.2 | 64.5 | 65.6 | 78.1 | 84 | 79.4 | 69.9 | 70.2 | 70.9 | 79.5 | 83.4 | 79.8 | 73.4 | 75.7 | 76.1 | 85.7 | 88.2 | 82.8 | 77.6 | 74.7 | 75 | 83.4 | 86.9 | 82.6 | 76.9 | 68.3 | 69.5 | 81.8 | 86.9 | 80.6 | 71.5 | 57.4 | 57 | 67.6 | 72.6 | 65.6 | 59.3 | 52.2 | 50.9 | 62.2 | 69.1 | 61.2 | 54.8 | 37.6 | 35.7 | 45.9 | 53.2 | 46.9 | 40.2
723120 | Greenville | South Carolina | 19.5 | 23.6 | Dry-Bulb (F) | 35.4 | 34.2 | 39.5 | 45 | 41.1 | 37 | 39.7 | 38.2 | 46.8 | 53.2 | 49.3 | 43.8 | 47.2 | 45.1 | 53.5 | 61.3 | 58.8 | 51.2 | 53.3 | 52.6 | 64 | 70.2 | 66.7 | 57.8 | 60 | 60.8 | 71.6 | 76.5 | 71.6 | 63.4 | 67.8 | 68.4 | 76.8 | 82.2 | 79.8 | 72 | 73 | 73.1 | 82.9 | 87.8 | 83.6 | 76.6 | 72.1 | 71.8 | 80.6 | 85.7 | 81.2 | 75.2 | 64.5 | 63.9 | 74.2 | 79.3 | 73.6 | 66.8 | 54.7 | 53.5 | 62.1 | 67.8 | 62.4 | 56.6 | 45.2 | 44.2 | 53.8 | 59.9 | 53.2 | 47.8 | 39.1 | 38.4 | 45.2 | 51.2 | 45.9 | 41
747910 | Myrtle Beach AFB | South Carolina | 25.1 | 28.2 | Dry-Bulb (F) | 40.1 | 38 | 45.5 | 50.8 | 45.4 | 41.7 | 44.3 | 43.3 | 50.7 | 55 | 50.4 | 46.4 | 55.1 | 54.6 | 64.7 | 67.7 | 63.2 | 57.7 | 55.5 | 55.9 | 65.2 | 67.8 | 63.5 | 58.5 | 66.6 | 67.4 | 77.6 | 79.4 | 74.4 | 70.4 | 72.2 | 73.1 | 81.7 | 82.6 | 79 | 75.5 | 75.5 | 76.5 | 83.6 | 84.9 | 80.3 | 77 | 73 | 73.1 | 82 | 84 | 80.2 | 76 | 69.6 | 69 | 77.9 | 80.8 | 76.5 | 72.3 | 55 | 54.2 | 68.1 | 73.5 | 64.3 | 56.7 | 54 | 52.7 | 62.2 | 66.5 | 60.1 | 56 | 41.7 | 40.7 | 48 | 53.7 | 48.4 | 43.8
747900 | Sumter Shaw AFB | South Carolina | 24 | 27.5 | Dry-Bulb (F) | 36.6 | 35 | 42.4 | 49.2 | 44.5 | 39.8 | 42.4 | 41.3 | 51.5 | 58.1 | 52.8 | 45.6 | 44.5 | 43.6 | 53.8 | 59.7 | 55.5 | 48.4 | 52.5 | 52.3 | 64 | 70.1 | 65.2 | 56.8 | 59.4 | 60.7 | 72.2 | 77.2 | 73.1 | 64.2 | 71.6 | 72.2 | 81.5 | 85.7 | 80.9 | 74.7 | 75.5 | 76 | 84.5 | 87.2 | 82.9 | 77.3 | 69.6 | 70.3 | 79.8 | 83.4 | 78.8 | 72.3 | 65.4 | 65.3 | 75.2 | 78.9 | 73.7 | 67.4 | 51.5 | 52.3 | 67.7 | 74.1 | 65.1 | 56 | 43.8 | 43.2 | 53.3 | 59.2 | 52.2 | 46.3 | 39.4 | 38.1 | 48.8 | 56.3 | 48 | 41.9
726590 | Aberdeen Regional AP | South Dakota | -18.9 | -13.2 | Dry-Bulb (F) | 8.1 | 7.2 | 11.4 | 17.8 | 14.9 | 10.6 | 8.7 | 7 | 12.6 | 19.6 | 16.3 | 10.8 | 29.5 | 27.7 | 33.9 | 39.8 | 37.4 | 32.4 | 38.8 | 38 | 49.2 | 55.5 | 51.9 | 43.3 | 53.2 | 53.9 | 63.2 | 68.4 | 66.2 | 57.3 | 62.2 | 63.4 | 74.7 | 79 | 76 | 66.9 | 64.2 | 64.7 | 75.4 | 81.2 | 79.1 | 69.1 | 61.7 | 62.2 | 73.4 | 79.3 | 76.1 | 66.3 | 55.9 | 54.4 | 65.5 | 72.7 | 66.3 | 58.9 | 44 | 42.7 | 51.8 | 58.4 | 52.4 | 46.2 | 26.1 | 25.2 | 32.6 | 40.1 | 31.7 | 27.6 | 17.5 | 17.1 | 20.3 | 25.8 | 21.6 | 18.8
726515 | Brookings (AWOS) | South Dakota | -16.6 | -11.3 | Dry-Bulb (F) | 16.4 | 16.7 | 19.4 | 24.9 | 20.2 | 16.9 | 25.7 | 23.3 | 27.7 | 33.9 | 31.5 | 27.7 | 27 | 25.6 | 32 | 38 | 35 | 29.9 | 41.9 | 41.1 | 51.9 | 57.3 | 54.4 | 45.7 | 50.9 | 51.4 | 62 | 66.9 | 64.3 | 55.7 | 57.2 | 58.4 | 68.3 | 71.8 | 69.9 | 62 | 66.2 | 67.3 | 77.1 | 81.4 | 79 | 70.7 | 56.1 | 56.6 | 66.1 | 71.1 | 68.6 | 60.2 | 53.6 | 51.7 | 64.5 | 71 | 66.1 | 57.2 | 43.6 | 42.5 | 50.6 | 55.9 | 51.1 | 45.4 | 21.9 | 20.8 | 26.2 | 31.5 | 28 | 24 | 12.5 | 12.8 | 15.8 | 19.7 | 16.3 | 13.8
726625 | Ellsworth AFB | South Dakota | -9.4 | -3.8 | Dry-Bulb (F) | 17.7 | 16.7 | 22.1 | 24.2 | 19.6 | 17.8 | 26.7 | 25.9 | 33.2 | 36.3 | 30.7 | 27.8 | 24.3 | 24.5 | 32.5 | 35.8 | 31.2 | 27.1 | 33.6 | 35.1 | 44.7 | 47.9 | 41.9 | 35.7 | 42.5 | 46.5 | 56.1 | 60.8 | 56.2 | 46.8 | 58.1 | 63.4 | 75.1 | 79.6 | 74.1 | 62.8 | 66.6 | 70.4 | 83.4 | 89.5 | 83.2 | 71.5 | 59.8 | 62.7 | 76.2 | 79.4 | 72.7 | 63.4 | 51 | 52.5 | 65.7 | 70.4 | 63.2 | 54.7 | 35 | 34.3 | 42.9 | 46.3 | 39.6 | 35.9 | 33.7 | 33.3 | 41.3 | 43.6 | 37 | 35.2 | 24 | 23.7 | 31.5 | 34 | 27 | 24.1
726540 | Huron | South Dakota | -16 | -11.1 | Dry-Bulb (F) | 11.3 | 11 | 16.1 | 21.8 | 18.9 | 14.8 | 16.1 | 14.5 | 19.3 | 25.3 | 22.1 | 17.3 | 22.2 | 21.4 | 27.2 | 32.8 | 30.3 | 25 | 38.1 | 37.6 | 49.9 | 56.4 | 51.9 | 42.4 | 48.3 | 49.5 | 62.3 | 66.5 | 63.9 | 53.6 | 60.4 | 62.4 | 73.4 | 78.9 | 75.8 | 65.7 | 64.9 | 65.7 | 76.9 | 83.3 | 81 | 70.2 | 60.5 | 60.5 | 71.2 | 78.3 | 74.6 | 64.4 | 52.4 | 52 | 64.7 | 72.6 | 67.2 | 56.6 | 41.2 | 40.1 | 52 | 60.1 | 52 | 43.9 | 27.9 | 27 | 31.3 | 37.4 | 32.4 | 28.8 | 13.9 | 12.9 | 18 | 23.7 | 18.4 | 14.8
726545 | Mitchell (AWOS) | South Dakota | -12.7 | -8.2 | Dry-Bulb (F) | 17.9 | 16.6 | 20.4 | 25.4 | 22 | 19.2 | 20.6 | 18.3 | 23.3 | 29.8 | 26.8 | 22.2 | 20.9 | 19.8 | 26.6 | 33.5 | 30.9 | 24.7 | 42.1 | 41.2 | 52.7 | 59.1 | 56.5 | 47.4 | 49.4 | 49.6 | 56.5 | 60.9 | 58.7 | 52.7 | 59.4 | 60.9 | 71.5 | 75.3 | 72.7 | 64.4 | 68.5 | 69.4 | 81.2 | 87.1 | 83.7 | 73.6 | 68.6 | 68.4 | 78 | 84 | 80.7 | 72.4 | 57.1 | 56.2 | 66.9 | 73.5 | 68.1 | 60.5 | 39.1 | 38.3 | 44.9 | 48.7 | 43.7 | 39.6 | 22.3 | 21.2 | 25.3 | 29.6 | 26.4 | 24 | 22.2 | 21.5 | 25.3 | 30.4 | 26.2 | 22.9
726685 | Mobridge | South Dakota | -16.9 | -11.5 | Dry-Bulb (F) | 13.8 | 13.6 | 20.3 | 24.3 | 18 | 15.5 | 20.1 | 19.3 | 25.5 | 30.5 | 24.7 | 20.4 | 22 | 21.5 | 30.4 | 36.4 | 30.7 | 25.8 | 40.2 | 42.1 | 53.3 | 58.6 | 51.9 | 43.7 | 47.4 | 50 | 60.2 | 64.3 | 59 | 51.3 | 54.7 | 59.5 | 69.9 | 74 | 68.5 | 58.9 | 65.7 | 69.5 | 78.9 | 83.6 | 78.3 | 69.8 | 63.9 | 67.2 | 81.4 | 87 | 77.5 | 68.2 | 55 | 55.1 | 67.1 | 72.1 | 64.3 | 57.7 | 35.1 | 35.6 | 41.8 | 45.3 | 39.3 | 35.8 | 22.3 | 22.6 | 27.9 | 29.8 | 24.4 | 22.1 | 11.1 | 10.1 | 17.2 | 21.4 | 13.9 | 12.3
726686 | Pierre | South Dakota | -13.3 | -7.8 | Dry-Bulb (F) | 13.3 | 13 | 18 | 21.8 | 16.8 | 13.7 | 20.5 | 18.6 | 26 | 32.3 | 25.9 | 23 | 31.5 | 30.7 | 36.6 | 43.2 | 41.4 | 35.1 | 39.2 | 40.8 | 52.3 | 57.9 | 51.8 | 43.6 | 51.5 | 54.4 | 64.6 | 69.7 | 64.1 | 55.6 | 59.6 | 64.6 | 75.1 | 80 | 73.8 | 63.9 | 64.9 | 69.2 | 81.4 | 87 | 80.7 | 69.8 | 66.2 | 65 | 75.5 | 82.9 | 80.2 | 70 | 53.5 | 52.1 | 65.7 | 74.9 | 70.4 | 59.3 | 42 | 42.6 | 55 | 60.1 | 49.6 | 44.5 | 31.1 | 29 | 35 | 42.3 | 36.6 | 32.5 | 18.9 | 18.7 | 23 | 28.8 | 23.1 | 19.2
726620 | Rapid City | South Dakota | -11 | -5.3 | Dry-Bulb (F) | 18 | 17.7 | 26.2 | 30.2 | 22.1 | 19.6 | 19.7 | 19 | 30.1 | 36.3 | 27.2 | 22.5 | 29.4 | 30.2 | 39.3 | 44.9 | 39 | 32.4 | 36 | 38.4 | 48.7 | 54.3 | 48.4 | 40.2 | 47.3 | 50.7 | 61.6 | 65.3 | 59.4 | 51.4 | 57.3 | 61.7 | 72.4 | 76.6 | 71 | 61 | 63.5 | 66.6 | 78 | 82.9 | 77 | 67.5 | 62.4 | 65.6 | 78.1 | 83.2 | 75.8 | 66.2 | 51 | 53.3 | 67.5 | 72.1 | 62.7 | 54.5 | 40.1 | 40.4 | 53.8 | 58.6 | 47.9 | 41.9 | 28.4 | 28.7 | 36.1 | 39.2 | 33.3 | 29.8 | 24.7 | 23.9 | 30.1 | 32.7 | 27 | 25.1
726510 | Sioux Falls | South Dakota | -15.2 | -10.1 | Dry-Bulb (F) | 9.8 | 9.1 | 14.3 | 20.3 | 16 | 12 | 15.3 | 14.5 | 20.9 | 27.8 | 23.6 | 18.3 | 29.7 | 29.2 | 38.9 | 46.5 | 41.5 | 32.8 | 39.5 | 39.3 | 49.3 | 55.1 | 51.8 | 43.9 | 52.1 | 53 | 62 | 67.2 | 64.6 | 56.2 | 61.1 | 62.8 | 73.8 | 78 | 74.3 | 65.4 | 66 | 66.9 | 77.4 | 82.3 | 79.1 | 70.2 | 64.8 | 64.4 | 73.1 | 79.5 | 77.4 | 69.6 | 55.9 | 55.1 | 65.6 | 72.5 | 68.2 | 59.4 | 41.8 | 41 | 51.6 | 58.7 | 52.5 | 44.8 | 29 | 28 | 32.5 | 37.3 | 32.9 | 30 | 16.4 | 16.6 | 20.6 | 24.6 | 20.8 | 16.8
726546 | Watertown Municipal AP | South Dakota | -17.9 | -13.5 | Dry-Bulb (F) | 14.2 | 13.3 | 16.1 | 21.2 | 18.4 | 15.6 | 5.4 | 3.6 | 8 | 12.5 | 9.2 | 6.6 | 24.5 | 24.2 | 29.9 | 35.5 | 32.1 | 27.3 | 38.6 | 37.7 | 49 | 55.6 | 51.6 | 43.5 | 50.3 | 51.5 | 60.6 | 65.1 | 62.2 | 54.3 | 56.1 | 57.3 | 65 | 69.5 | 67.3 | 59.8 | 63 | 64.3 | 72.4 | 76.5 | 74.3 | 66.3 | 61.3 | 61.9 | 73.3 | 78.9 | 74.4 | 65.4 | 54.6 | 53.7 | 65.1 | 70.8 | 65.2 | 57.1 | 39.8 | 39 | 48.3 | 54.8 | 48.7 | 42 | 30.2 | 29.2 | 33.9 | 38.3 | 33.3 | 30.6 | 6.7 | 6.4 | 8.4 | 10.7 | 8.7 | 7.1
726525 | Yankton (AWOS) | South Dakota | -9 | -5 | Dry-Bulb (F) | 18.4 | 16.8 | 19.6 | 25.3 | 22.5 | 19.9 | 22.3 | 20.3 | 26.8 | 34.2 | 29.6 | 24.4 | 22.9 | 21.2 | 29.7 | 36.6 | 33.6 | 26.9 | 43.2 | 42.5 | 49.5 | 54.1 | 52 | 46.1 | 52.5 | 52.3 | 61.1 | 66.9 | 64.8 | 56.8 | 63.1 | 64.6 | 73.9 | 77.7 | 75.7 | 67.4 | 71.4 | 71.1 | 82.5 | 88.8 | 85.4 | 75.7 | 65 | 65.1 | 73.8 | 80.1 | 76.5 | 68.4 | 59.7 | 57.5 | 69 | 77.2 | 72.8 | 63.4 | 39.5 | 38.5 | 44.7 | 48.7 | 45.6 | 41 | 36.4 | 35.4 | 41.8 | 48.9 | 43.6 | 38.6 | 23.9 | 22.2 | 25.6 | 30.7 | 26.7 | 24.6
723240 | Chattanooga | Tennessee | 15.8 | 20.5 | Dry-Bulb (F) | 37.8 | 37.8 | 41.6 | 48.1 | 44.7 | 39 | 38.6 | 37.8 | 42.3 | 49.4 | 48.1 | 42.2 | 48.1 | 46.5 | 54.7 | 62.1 | 60.3 | 52.6 | 52.5 | 51.5 | 63.5 | 70.5 | 67.3 | 57.5 | 61 | 60.1 | 69.4 | 75.2 | 73.8 | 65.4 | 68.9 | 68.6 | 79.3 | 84.5 | 82.1 | 73.9 | 73.8 | 73.2 | 83.1 | 88.5 | 84.9 | 77.5 | 71.4 | 70.6 | 79.8 | 85 | 81.9 | 74.6 | 66.1 | 65 | 73.8 | 79.6 | 76.3 | 68.9 | 53.2 | 52.7 | 62 | 68.9 | 63.7 | 55.8 | 46.9 | 45.8 | 52.6 | 59.7 | 54.7 | 48.7 | 37 | 34.9 | 41.4 | 48.7 | 45 | 38.7
723265 | Crossville Memorial AP | Tennessee | 8.3 | 14.6 | Dry-Bulb (F) | 34.5 | 34.6 | 39.6 | 42.4 | 38.5 | 35.4 | 35.9 | 35.6 | 44.3 | 48.7 | 43.6 | 38.9 | 46 | 45.5 | 53.3 | 57.1 | 52.9 | 48.5 | 51.6 | 53 | 62.1 | 65.2 | 60.7 | 55.3 | 57 | 59.4 | 69 | 72 | 67.2 | 60 | 64.4 | 67.3 | 75.8 | 78 | 73.4 | 67.1 | 69 | 71.2 | 78.3 | 79.6 | 76.4 | 71.4 | 63.4 | 65.8 | 76.5 | 79.2 | 73.4 | 66.4 | 62.7 | 64.3 | 73.8 | 76.5 | 71 | 64.9 | 47.2 | 48.3 | 60.3 | 64 | 56.7 | 51.2 | 48.5 | 48 | 55.1 | 57.5 | 53.2 | 50.2 | 34.1 | 33.2 | 38.7 | 41.5 | 37.3 | 34.6
723347 | Dyersburg Municipal AP | Tennessee | 13.5 | 18.8 | Dry-Bulb (F) | 35.9 | 34.2 | 38.8 | 43.1 | 40 | 37.6 | 37.1 | 36.1 | 43.5 | 49 | 45.6 | 40.7 | 39.3 | 38.6 | 47.2 | 51.6 | 48.5 | 43.1 | 50.6 | 51 | 59.8 | 63.9 | 60.9 | 54.9 | 59.4 | 61.5 | 73.7 | 78 | 73.9 | 65.3 | 71.9 | 73.3 | 82.5 | 86.4 | 81.2 | 75.2 | 74.8 | 76.1 | 86 | 90.1 | 85.7 | 78.1 | 66.9 | 68.7 | 80.9 | 84.6 | 78.2 | 70.2 | 68.6 | 69.1 | 82.3 | 87.4 | 80 | 71.7 | 53.8 | 53.4 | 64.6 | 68.4 | 61.6 | 56.4 | 48.3 | 47.1 | 57.8 | 63.5 | 56.9 | 51.4 | 39.8 | 37.9 | 44.5 | 49.6 | 45.5 | 42.2
746710 | Fort Campbell AAF | Tennessee | 9.3 | 15.5 | Dry-Bulb (F) | 28.5 | 28.2 | 31.8 | 34.8 | 32 | 29.4 | 34.9 | 34.2 | 42.8 | 48.4 | 43.5 | 38.3 | 37.5 | 37.1 | 46 | 50.8 | 46.3 | 41.1 | 48.7 | 50 | 60.3 | 64 | 59.1 | 52.7 | 57.8 | 61.1 | 70.7 | 74.8 | 69.5 | 61.7 | 69.9 | 71.8 | 80.1 | 82.7 | 78.5 | 72.9 | 72.6 | 74.8 | 84.4 | 87.5 | 82.8 | 75.7 | 73.9 | 75.7 | 86 | 89.8 | 84.2 | 77.1 | 60.9 | 61.9 | 74.5 | 78.9 | 71.5 | 64 | 49.9 | 50 | 64.4 | 69.1 | 60.4 | 53.9 | 45.5 | 45.1 | 54.4 | 59.5 | 52.5 | 47.2 | 34 | 33 | 40 | 44.1 | 39.3 | 36.2
723346 | Jackson Mckellar-Sipes Re | Tennessee | 12.6 | 18.3 | Dry-Bulb (F) | 34.3 | 33.2 | 38.8 | 43.9 | 40 | 35.7 | 41.5 | 41.2 | 49 | 52.3 | 48.7 | 44.3 | 47.3 | 46.8 | 57.8 | 62.4 | 56.6 | 49.8 | 58.1 | 58.4 | 67.3 | 71.4 | 66.8 | 60.5 | 58.9 | 60.6 | 71 | 75.3 | 71.7 | 63.3 | 67.6 | 70.6 | 80.3 | 83.6 | 78.5 | 70.6 | 71.4 | 73.1 | 81.8 | 85.6 | 80.9 | 73.5 | 64.9 | 67.4 | 78.9 | 82.6 | 76 | 67.9 | 62.5 | 64.4 | 77 | 81 | 71.5 | 64.6 | 51.6 | 52.4 | 66.6 | 71.2 | 61 | 54.7 | 49.3 | 48.7 | 57.6 | 61.6 | 54.9 | 51.1 | 36.9 | 35.5 | 41.9 | 45.1 | 40.2 | 37.8
723260 | Knoxville | Tennessee | 14.2 | 19.1 | Dry-Bulb (F) | 31.1 | 29.5 | 33.5 | 40.1 | 38 | 33.8 | 32.8 | 31.2 | 37.5 | 44.5 | 41.4 | 35.2 | 44.3 | 42.6 | 52.6 | 59.9 | 56.5 | 48.5 | 51.2 | 50 | 60.9 | 66.7 | 63.2 | 55.9 | 59.3 | 58.3 | 67.5 | 73 | 70.5 | 63.8 | 68.6 | 68.1 | 76.9 | 81.6 | 79.8 | 72.8 | 70.3 | 70.3 | 81.6 | 87.2 | 83.2 | 74.9 | 71.4 | 70.6 | 79 | 84 | 81 | 74.9 | 65 | 63.3 | 72.3 | 80 | 76.5 | 68.7 | 52.4 | 50.9 | 61 | 67.4 | 63.1 | 56.1 | 46.8 | 44.7 | 51.6 | 58.7 | 54.6 | 49.2 | 36.5 | 34.1 | 38.8 | 46.1 | 42.8 | 38.6
723340 | Memphis | Tennessee | 16.8 | 21.4 | Dry-Bulb (F) | 37.3 | 35.7 | 39.8 | 44.2 | 41.1 | 38.2 | 40.7 | 38.2 | 44.7 | 50.4 | 46.5 | 42.6 | 48.9 | 48.2 | 57 | 62.1 | 57.7 | 52.1 | 56 | 56.4 | 65.1 | 69.5 | 66.1 | 60.3 | 65.5 | 66.8 | 75.6 | 78.6 | 75 | 68.8 | 72.4 | 74.2 | 83.1 | 86 | 81.7 | 75.6 | 76.2 | 77.3 | 87.2 | 90.9 | 86.4 | 79.7 | 74.9 | 75 | 86 | 89.8 | 85.3 | 78.6 | 70.3 | 70.2 | 79.3 | 83.4 | 78.7 | 73 | 55.7 | 55.6 | 66.5 | 71.2 | 64.6 | 58.8 | 48.6 | 47.4 | 56.8 | 62.6 | 56.7 | 50.8 | 40.1 | 39.5 | 47.2 | 51.3 | 45.6 | 42
723270 | Nashville | Tennessee | 11.6 | 16.7 | Dry-Bulb (F) | 32.5 | 31.9 | 38.3 | 42.1 | 38.1 | 35.2 | 32.6 | 31.4 | 37.7 | 42.8 | 39.5 | 35.5 | 47.5 | 47.4 | 56.8 | 61.4 | 56.6 | 51.4 | 51.2 | 52.7 | 63.1 | 67.8 | 62.9 | 55.5 | 60.8 | 63.2 | 73.1 | 77 | 71.7 | 64.6 | 67.7 | 70.8 | 81.6 | 84.9 | 79.7 | 71.9 | 73.2 | 75.1 | 84.9 | 88.1 | 83.4 | 76.6 | 72.4 | 73.5 | 83.6 | 87.4 | 82.8 | 76.3 | 64.8 | 65.3 | 76.7 | 80.6 | 75.1 | 68.2 | 53.9 | 53.6 | 64.6 | 69.3 | 63 | 56.9 | 47 | 46.3 | 55.9 | 60.3 | 54.9 | 49.5 | 36.8 | 36.2 | 44.7 | 49.2 | 42.5 | 38.7
722660 | Abilene | Texas | 16.7 | 22.1 | Dry-Bulb (F) | 32 | 30.8 | 37.3 | 44.8 | 41 | 33.9 | 39.2 | 36.5 | 42.8 | 52.4 | 50.7 | 42.6 | 50.7 | 49.7 | 56.1 | 63.8 | 61.8 | 53.8 | 57 | 55.5 | 64.5 | 73.1 | 70.7 | 60.8 | 65 | 64.6 | 74.9 | 81.5 | 77.9 | 69.7 | 71.3 | 71 | 80 | 86.9 | 84.4 | 75.4 | 75.1 | 74.3 | 84.8 | 91.8 | 89.9 | 80.3 | 74.2 | 73.4 | 84.2 | 90.5 | 87.4 | 78.5 | 70 | 68.2 | 75.9 | 82.7 | 79.8 | 72.7 | 59.1 | 57.7 | 68.1 | 77.2 | 71.6 | 63.3 | 47.9 | 45.9 | 55.7 | 64.6 | 58.8 | 51.1 | 37.6 | 36 | 42.9 | 50.4 | 45.3 | 40.2
690190 | Abilene Dyess AFB | Texas | 16 | 22 | Dry-Bulb (F) | 37.6 | 36.2 | 44.4 | 51.9 | 46.2 | 40 | 45.4 | 41.8 | 54.9 | 65.3 | 59.8 | 49.3 | 44.7 | 43.4 | 54.6 | 64.3 | 60.4 | 49.7 | 55.5 | 54.6 | 67 | 75.3 | 71.8 | 60.7 | 71.9 | 70.9 | 82.2 | 91.3 | 88.3 | 77.9 | 78.9 | 78.1 | 89 | 97 | 93.8 | 83.3 | 74.3 | 73.7 | 84.2 | 89.7 | 87.6 | 78.9 | 76.5 | 75.4 | 87.4 | 93.9 | 90.7 | 81.1 | 72.3 | 70.2 | 84.1 | 91.5 | 86.8 | 77 | 58.5 | 56.1 | 71.4 | 79.1 | 71.5 | 62.2 | 49.5 | 47.9 | 60.2 | 69.2 | 60.9 | 52.3 | 42.2 | 40.8 | 51.4 | 60.9 | 52.5 | 45.4
722517 | Alice Intl AP | Texas | 34.4 | 37.6 | Dry-Bulb (F) | 54.7 | 53.5 | 60.2 | 68.2 | 63.2 | 56.9 | 55.2 | 53.9 | 63.3 | 72.3 | 66.6 | 57.8 | 59.1 | 57.9 | 66 | 73.3 | 69 | 61.7 | 70 | 70.2 | 77.5 | 83.6 | 79.8 | 72.7 | 74.4 | 74.9 | 84.3 | 89.2 | 83.4 | 77.1 | 75.2 | 76.3 | 88 | 91.7 | 86.3 | 78.5 | 76.9 | 77 | 89.4 | 96 | 88.6 | 80.4 | 76.9 | 76.9 | 89.2 | 95.9 | 89.6 | 80.2 | 73.8 | 72.8 | 86.9 | 94.5 | 87.8 | 77.8 | 67.4 | 66.3 | 75.4 | 80.1 | 75.2 | 69.7 | 59.7 | 57.6 | 65.3 | 71.7 | 67.2 | 61.8 | 52.3 | 51.3 | 58.8 | 66.7 | 61.9 | 55.3
723630 | Amarillo | Texas | 6.8 | 12.4 | Dry-Bulb (F) | 30.1 | 28.1 | 36.1 | 47.9 | 42.9 | 33.8 | 33.2 | 30.9 | 40.6 | 51 | 45.6 | 36.9 | 37.9 | 37.3 | 48.5 | 57.7 | 54.9 | 44.4 | 50.7 | 48.7 | 60.9 | 70.4 | 67.4 | 56.2 | 55.5 | 54.4 | 65.8 | 73.4 | 70.2 | 60 | 67.7 | 66.7 | 76.2 | 83.8 | 81.7 | 72.8 | 70 | 69.5 | 81.9 | 88.5 | 84.9 | 75 | 68 | 67.5 | 79.2 | 85.5 | 80.8 | 72.1 | 63.2 | 62.3 | 72.3 | 79.6 | 75.5 | 65.9 | 49.2 | 46.8 | 60 | 70 | 63 | 53 | 37.8 | 35.4 | 46 | 54.5 | 47.1 | 40.3 | 31.6 | 29.8 | 38 | 48.2 | 41 | 34.1
722540 | Austin | Texas | 25.7 | 29.8 | Dry-Bulb (F) | 48 | 45.9 | 51.4 | 58.9 | 55.4 | 50.4 | 51.3 | 49.7 | 56.8 | 63.7 | 60.7 | 55.1 | 57.1 | 55.8 | 62.8 | 70.5 | 67.6 | 60.1 | 65 | 65 | 72.8 | 78.8 | 74.9 | 68.2 | 66.9 | 67.7 | 76.9 | 83.6 | 80.3 | 70.7 | 72.7 | 74 | 83.7 | 89.4 | 86.1 | 76.8 | 77.3 | 76.7 | 86.5 | 92.5 | 89.9 | 81.6 | 73.1 | 73.6 | 85.4 | 91.7 | 86.5 | 76.5 | 70.1 | 69.4 | 79.4 | 85.5 | 80.4 | 73.4 | 66.6 | 66.1 | 72.7 | 78 | 74.2 | 69.2 | 59.4 | 58.9 | 64.6 | 70.3 | 65.7 | 61.4 | 49.2 | 48 | 54.5 | 62.3 | 58.3 | 53
722500 | Brownsville | Texas | 35.9 | 39.9 | Dry-Bulb (F) | 53.9 | 53.1 | 62.1 | 67 | 61.3 | 56.2 | 55.7 | 55 | 62.1 | 66.9 | 62.3 | 57.6 | 63.6 | 63 | 71.4 | 75.4 | 68.8 | 65.1 | 70.1 | 70.9 | 79 | 80.7 | 75.2 | 71.7 | 74.5 | 74.9 | 84.2 | 86.7 | 81.2 | 76 | 78.2 | 79.1 | 87.3 | 88.9 | 84.1 | 79.9 | 78.3 | 79.1 | 88.3 | 90.5 | 85.2 | 80.3 | 78 | 78.6 | 90.4 | 92.2 | 86.1 | 80.1 | 75.7 | 75.8 | 85.7 | 87.6 | 82.1 | 77.5 | 70 | 70 | 81.5 | 83.6 | 76.8 | 72.3 | 62.2 | 61.1 | 68.4 | 71.9 | 67 | 63.6 | 55.4 | 54.6 | 62.7 | 66.4 | 60.6 | 56.9
723604 | Childress Municipal AP | Texas | 15.2 | 20.5 | Dry-Bulb (F) | 35.4 | 33.4 | 40.7 | 52.1 | 48 | 39.6 | 41.4 | 39.9 | 46.8 | 55.3 | 51.4 | 44.5 | 41.6 | 39.1 | 47.9 | 57.2 | 55.3 | 46.5 | 48 | 47.7 | 56.3 | 62.6 | 60.2 | 52.5 | 60.4 | 59.1 | 68.5 | 75.7 | 74 | 65.4 | 73.9 | 72.2 | 84.8 | 92.7 | 90.6 | 80 | 76.2 | 74 | 86.1 | 93.3 | 91.1 | 81.5 | 71.4 | 71 | 82.2 | 88.5 | 84.7 | 75.6 | 66.3 | 64.4 | 76.7 | 84.3 | 79.3 | 70.4 | 54.6 | 51.1 | 65.6 | 75.3 | 69.4 | 59.9 | 46 | 43.9 | 50.2 | 56.7 | 52.2 | 47.3 | 35.9 | 33.3 | 44.8 | 56.5 | 48.8 | 40.1
722445 | College Station Easterwoo | Texas | 24.8 | 29.8 | Dry-Bulb (F) | 45.2 | 43.8 | 51.9 | 60.2 | 53.8 | 47.8 | 54.4 | 53.1 | 63.1 | 69.9 | 64.7 | 57.9 | 54.6 | 53.5 | 61.4 | 68.1 | 65.6 | 58.5 | 56.6 | 56.5 | 65.5 | 69.9 | 66 | 59.6 | 68.4 | 69 | 79.4 | 85.3 | 80.7 | 72.4 | 75 | 75.5 | 81.8 | 85.1 | 82.1 | 77.1 | 75.6 | 76.3 | 87.5 | 93 | 88.8 | 80.3 | 76.5 | 76.9 | 87.7 | 93 | 87.4 | 79.9 | 70.5 | 69.9 | 78.8 | 83 | 79.5 | 73.5 | 65.2 | 64.2 | 69.8 | 74.4 | 70.6 | 66.7 | 51.2 | 50.3 | 57.9 | 62.6 | 56.8 | 52.8 | 46.4 | 45 | 54.5 | 62.5 | 56.1 | 49.6
722510 | Corpus Christi | Texas | 32.5 | 36.4 | Dry-Bulb (F) | 50 | 48.7 | 56.2 | 62.2 | 57.2 | 52.7 | 53.6 | 52.9 | 60.1 | 65.6 | 60.5 | 55.7 | 60.7 | 60.2 | 68.1 | 72.6 | 67.4 | 62.3 | 66.6 | 67.6 | 75.2 | 78.6 | 74 | 68.5 | 70.8 | 71.9 | 80.1 | 82.7 | 79 | 73 | 76.8 | 78.4 | 86.6 | 88 | 84.4 | 78.6 | 76.6 | 77.5 | 88.5 | 91.6 | 86 | 79.8 | 77.1 | 77.7 | 87.3 | 90.9 | 85.9 | 80 | 74.1 | 74.2 | 84.7 | 88.3 | 82.5 | 76.9 | 66.9 | 67.3 | 77.2 | 80.8 | 74.7 | 69.4 | 62.8 | 62.4 | 72.5 | 75.6 | 69.5 | 65.3 | 53.1 | 52.7 | 59 | 63.8 | 59.2 | 54.6
722515 | Corpus Christi Nas | Texas | 34.8 | 39.6 | Dry-Bulb (F) | 56.7 | 56.6 | 60.8 | 64 | 60.2 | 57.7 | 60 | 59.1 | 63.9 | 67.2 | 63.6 | 61 | 65.3 | 65 | 70.1 | 73.1 | 69.2 | 66.5 | 67.6 | 67.7 | 74.4 | 77.1 | 72.6 | 69.1 | 73.2 | 74.1 | 79.3 | 80.4 | 77.1 | 74.5 | 79.7 | 80.4 | 86.8 | 88.9 | 84.3 | 80.9 | 80.8 | 81.3 | 88.5 | 89.7 | 85.2 | 81.8 | 80.8 | 80.7 | 87.5 | 88.3 | 83.9 | 81.3 | 79.7 | 79.7 | 85.9 | 88 | 84.1 | 81.3 | 72.1 | 71.3 | 77.9 | 80.2 | 75.6 | 73 | 68.6 | 67.7 | 73 | 76 | 71.7 | 69.6 | 55.9 | 55.1 | 61.1 | 65.8 | 60.8 | 58
722526 | Cotulla FAA AP | Texas | 28.6 | 33.3 | Dry-Bulb (F) | 52.9 | 51.2 | 60.1 | 69.6 | 65.3 | 56.2 | 58.3 | 56.7 | 66.1 | 76.4 | 74 | 63.7 | 64.1 | 62.9 | 70.7 | 79.8 | 77.6 | 68.4 | 64.5 | 61.8 | 74.1 | 84.4 | 82.3 | 70.8 | 72.7 | 71.3 | 83 | 94.4 | 91.6 | 79.4 | 76.6 | 76.2 | 86.7 | 94.1 | 90.5 | 80.4 | 77.1 | 76.3 | 84.5 | 90.1 | 87.6 | 80.7 | 77.8 | 76.4 | 88.9 | 96.4 | 92.6 | 83.3 | 74.3 | 73.3 | 83.4 | 91.4 | 88.3 | 79 | 64.9 | 62.8 | 74.8 | 83.6 | 79.5 | 70.8 | 53.4 | 51.4 | 62.2 | 69.8 | 63.6 | 56.9 | 43.4 | 42.1 | 53.3 | 63.4 | 57.6 | 48.3
722636 | Dalhart Municipal AP | Texas | 6.9 | 13.2 | Dry-Bulb (F) | 29.5 | 27.6 | 37.7 | 48.5 | 41.2 | 32.6 | 26.7 | 24.4 | 37 | 50.6 | 44.9 | 33.2 | 33 | 29.3 | 44.1 | 55.1 | 52 | 40.1 | 39.8 | 38.2 | 48.8 | 56.5 | 54.5 | 43.9 | 53.3 | 52.7 | 69.2 | 77.9 | 74.9 | 60.5 | 60.3 | 59.8 | 70.8 | 78.2 | 74.6 | 64.8 | 65 | 64.8 | 77.5 | 85.3 | 82.7 | 71.1 | 68.1 | 67 | 82 | 89.3 | 85.2 | 74.2 | 58.5 | 56.9 | 70.8 | 79 | 74.3 | 64 | 45.4 | 43.3 | 51.7 | 59.8 | 55.5 | 48 | 36.5 | 34.8 | 49.4 | 59.9 | 51.2 | 40.6 | 26.5 | 25.6 | 33.1 | 41 | 34.6 | 28.4
722583 | Dallas Love Field | Texas | 21.1 | 27 | Dry-Bulb (F) | 43.6 | 41.7 | 48.5 | 56.2 | 53.2 | 46.9 | 43 | 40.4 | 45.7 | 52.2 | 50.8 | 46.4 | 50.5 | 49.1 | 54.5 | 60.9 | 59.6 | 54.6 | 59.3 | 58.1 | 67.8 | 74.8 | 72.1 | 64.3 | 72.3 | 71.2 | 81.3 | 88.7 | 85.9 | 78 | 74.4 | 73.6 | 81.2 | 86.3 | 84.2 | 78.3 | 82.2 | 80.8 | 88.6 | 94.2 | 92.3 | 85.6 | 83.5 | 81.4 | 91.4 | 98.5 | 96.1 | 89.1 | 77 | 75.6 | 85.8 | 92.5 | 88.6 | 81.6 | 64.6 | 63.6 | 71.4 | 77.6 | 72.9 | 66.8 | 51.3 | 48.6 | 58 | 65.9 | 61.7 | 55 | 44 | 42.7 | 48.4 | 53.7 | 51 | 46.4
722590 | Dallas/Fort Worth Int AP | Texas | 19.9 | 25 | Dry-Bulb (F) | 39 | 36.5 | 44.4 | 53.2 | 49.4 | 42.8 | 43.9 | 41.9 | 49.9 | 57.1 | 53.2 | 46.8 | 52.8 | 51 | 60.8 | 67.7 | 64.2 | 57.4 | 61.4 | 59.9 | 68.5 | 75.2 | 72.1 | 65.4 | 67 | 67.2 | 74.7 | 81.2 | 78 | 70.8 | 73.1 | 72.6 | 82.6 | 88.7 | 86.1 | 77.8 | 78.8 | 77.8 | 87.6 | 94 | 91.3 | 83.5 | 77.5 | 77.1 | 86.7 | 92.8 | 89.1 | 81.5 | 72.5 | 71.3 | 82.2 | 88.7 | 83.8 | 76.3 | 58.7 | 57.3 | 67.3 | 74.7 | 70.2 | 62.2 | 51.6 | 50.9 | 57.1 | 63.5 | 58.4 | 53.4 | 40.6 | 39.6 | 46.8 | 53.6 | 49.4 | 43.7
722610 | Del Rio International AP | Texas | 30.2 | 33.9 | Dry-Bulb (F) | 50 | 47.9 | 53.9 | 61 | 58.6 | 52.9 | 53.1 | 50.9 | 56.2 | 64.3 | 63.5 | 56.6 | 54.2 | 50.4 | 59.1 | 71.3 | 70.5 | 60.8 | 59.4 | 57.9 | 65 | 72.6 | 71.5 | 64.3 | 70.8 | 69.4 | 75.8 | 84 | 83.1 | 76.1 | 78.1 | 75.6 | 83.8 | 92.4 | 92 | 84.3 | 80.6 | 77.6 | 85.9 | 94.7 | 93 | 85.3 | 77.5 | 75.8 | 83.4 | 91.5 | 88.1 | 81.2 | 73.3 | 71.7 | 82.3 | 89.8 | 86.8 | 78.4 | 66.9 | 65.8 | 71.9 | 78.1 | 75.8 | 70.1 | 57.3 | 56 | 62.8 | 69.4 | 65.4 | 59.8 | 49 | 46.8 | 52.7 | 62.6 | 59.6 | 52.4
722615 | Del Rio Laughlin AFB | Texas | 29.4 | 33.6 | Dry-Bulb (F) | 49.6 | 48.3 | 54.6 | 63.4 | 60.4 | 52.5 | 51.6 | 50.4 | 58.9 | 66.7 | 63.5 | 55.3 | 61.8 | 60.6 | 70.7 | 77.9 | 75.5 | 66.3 | 69.7 | 68.9 | 75.5 | 83.8 | 81.5 | 73.4 | 74.9 | 73.8 | 81.8 | 89.7 | 88 | 79.9 | 78.3 | 77.8 | 87.7 | 95.4 | 93.5 | 84.3 | 81.6 | 79.6 | 89.5 | 97.8 | 95.5 | 86.4 | 83.4 | 80.9 | 91.2 | 99.6 | 96.9 | 88 | 73.4 | 72.5 | 82.2 | 89.4 | 85.5 | 77 | 66.5 | 65.8 | 75.5 | 83.7 | 78.9 | 70.1 | 58.3 | 57.7 | 64.1 | 71.8 | 66.4 | 60 | 49.8 | 48.2 | 56.4 | 64.5 | 59.8 | 53.5
722700 | El Paso | Texas | 22 | 25.8 | Dry-Bulb (F) | 40.7 | 38.1 | 47.4 | 55.6 | 52.3 | 45.7 | 43.4 | 39.8 | 51.9 | 61.2 | 57.2 | 49.4 | 46.5 | 44.3 | 57.6 | 65.8 | 61.5 | 51.9 | 58.1 | 55.9 | 69.4 | 77.3 | 73.9 | 65.1 | 66.5 | 65.3 | 77.5 | 85.3 | 81.9 | 73 | 73.1 | 72.5 | 85 | 92.4 | 89.4 | 80.5 | 74.5 | 74.2 | 83.8 | 90.4 | 87.6 | 79.1 | 72.4 | 71.2 | 81.3 | 88.2 | 85.1 | 77.6 | 65.7 | 65.1 | 78.6 | 85.7 | 79.2 | 70.2 | 58.4 | 56.9 | 67.9 | 74.7 | 69.4 | 62.2 | 46 | 43.8 | 54.7 | 62.2 | 56.8 | 49.2 | 37.5 | 35.9 | 45.8 | 54.5 | 49.3 | 42.3
722596 | Fort Worth Meacham | Texas | 19.1 | 25 | Dry-Bulb (F) | 41.3 | 39.3 | 44.3 | 51.6 | 48 | 43.1 | 44.8 | 43.6 | 50.2 | 57.1 | 53.4 | 47.7 | 47.6 | 46.3 | 52.9 | 57.7 | 55.3 | 50.5 | 54.8 | 53.9 | 62.5 | 68.2 | 65.1 | 58 | 70.4 | 69.3 | 80.7 | 88.1 | 84.7 | 76.2 | 71.9 | 72.5 | 82.9 | 87.4 | 83.2 | 76.1 | 81.1 | 79.7 | 90.3 | 96.6 | 94 | 86.5 | 79.9 | 78.5 | 87 | 92.3 | 90.2 | 83.2 | 70.5 | 69.4 | 78.5 | 84.1 | 79.9 | 73.7 | 61.2 | 60 | 69 | 75.2 | 69.7 | 63.5 | 47.2 | 46.5 | 53.6 | 59.2 | 54.8 | 49.2 | 40.3 | 38.3 | 45.4 | 51.9 | 47.5 | 43.1
722595 | Fort Worth Nas | Texas | 18.6 | 25.5 | Dry-Bulb (F) | 42.1 | 40.2 | 48.8 | 57.6 | 53.2 | 45.6 | 46 | 45.2 | 51.2 | 58.8 | 55.4 | 48.9 | 54.2 | 53.2 | 61 | 67.6 | 64.7 | 58 | 61 | 61 | 69.5 | 76.1 | 73.2 | 65.5 | 67.8 | 66.9 | 73.6 | 79.6 | 77.7 | 71.6 | 74 | 74 | 83.5 | 89.3 | 86.4 | 79.2 | 77.7 | 76.8 | 88 | 93.8 | 90.8 | 82.4 | 75.6 | 75 | 83.5 | 89 | 86.4 | 80 | 72.3 | 70.7 | 81.4 | 88.4 | 84.6 | 76.7 | 61.3 | 60.3 | 68.9 | 75.7 | 71 | 63.8 | 47.4 | 46.1 | 56.2 | 63.7 | 58.1 | 51.4 | 41.2 | 39.3 | 46.8 | 55.7 | 51.8 | 44.9
722594 | Fort Worth/Alliance | Texas | 22.2 | 26.7 | Dry-Bulb (F) | 40.5 | 38.5 | 43.9 | 51.2 | 47.2 | 42.1 | 39.5 | 37.5 | 44.6 | 51.6 | 48.8 | 42.5 | 48.2 | 46.5 | 53.8 | 60.8 | 58 | 51.7 | 55.4 | 54.3 | 62.4 | 68 | 65.4 | 58.2 | 68.5 | 68.3 | 80.3 | 87.4 | 83.3 | 73.4 | 72.4 | 73 | 80.9 | 83.8 | 81.3 | 75.2 | 75.1 | 74.5 | 84 | 90.4 | 87.8 | 79.1 | 75.1 | 74.5 | 85 | 91.4 | 87.4 | 78.9 | 70 | 69 | 78.2 | 83.4 | 79.4 | 72.9 | 59.1 | 58.7 | 68.8 | 75 | 67.8 | 61.1 | 51.7 | 50.1 | 62.5 | 70.8 | 63.4 | 55.4 | 40.4 | 37.7 | 48 | 56.9 | 50.5 | 44.1
722420 | Galveston/Scholes | Texas | 34.6 | 38.7 | Dry-Bulb (F) | 56.8 | 56.3 | 59.8 | 61.8 | 59.1 | 57.7 | 59.1 | 58.3 | 63.7 | 65.9 | 62 | 60.1 | 58.3 | 57.9 | 62.5 | 64.9 | 61.8 | 59.4 | 63.1 | 63.1 | 67.9 | 69.7 | 67.4 | 65 | 74 | 75 | 80 | 80.8 | 77.3 | 75.1 | 80 | 80.6 | 85 | 86.2 | 83.2 | 81 | 81.5 | 81.6 | 86.4 | 87.8 | 84.9 | 82.1 | 81.6 | 81.9 | 86.2 | 86.8 | 83.7 | 81.9 | 78.6 | 77.6 | 81.9 | 83.8 | 81.4 | 79.8 | 72.9 | 71.6 | 75.2 | 77.6 | 75.1 | 73.3 | 60.4 | 59.8 | 64 | 65.2 | 62.6 | 61.3 | 49.8 | 48.9 | 52.6 | 54.8 | 52.4 | 50.4
722505 | Harlingen Rio Grande Vall | Texas | 36.5 | 40.4 | Dry-Bulb (F) | 60.3 | 58.8 | 66.6 | 72.5 | 66.1 | 61.1 | 54.6 | 54.1 | 63.2 | 69.4 | 63.3 | 57 | 62.6 | 62 | 70.7 | 76.1 | 70.1 | 63.5 | 65.3 | 65.1 | 72.1 | 75.6 | 71.6 | 67.2 | 73.2 | 73.7 | 83.5 | 87.4 | 81.7 | 74.8 | 76.3 | 77.6 | 88 | 90.5 | 85.1 | 78.6 | 77.4 | 78.3 | 92.1 | 97.3 | 89.4 | 80.7 | 77.8 | 77.7 | 88.2 | 90.3 | 85.2 | 79.4 | 74.6 | 74.9 | 85.3 | 88.9 | 82.3 | 76.4 | 70.5 | 70.5 | 79.3 | 81.2 | 75.6 | 71.8 | 58.6 | 58.4 | 74 | 78.8 | 69.8 | 61.5 | 58.7 | 59.1 | 67.3 | 72.1 | 66.3 | 61.6
722533 | Hondo Municipal AP | Texas | 25.5 | 29.8 | Dry-Bulb (F) | 43.5 | 42.1 | 51 | 57.5 | 53.4 | 46.7 | 48.8 | 47.3 | 54.3 | 63 | 60.7 | 53.2 | 55.2 | 54.4 | 63.2 | 70.6 | 68.7 | 59.8 | 61.5 | 60.6 | 69.1 | 76.7 | 74.1 | 66.2 | 68.3 | 67.9 | 75.1 | 82.3 | 79.3 | 71.1 | 73.8 | 73.7 | 83 | 89.8 | 87 | 78 | 75.9 | 74.3 | 83.8 | 92.9 | 92.2 | 82.5 | 74.3 | 73.7 | 84.4 | 91 | 87.6 | 79.3 | 72.1 | 70.9 | 83.4 | 90.7 | 86.9 | 77.5 | 65.7 | 65.1 | 70.7 | 75.9 | 72.1 | 66.7 | 51.2 | 50.7 | 58.4 | 63.7 | 58.5 | 52.8 | 44.9 | 42.5 | 55.9 | 65.2 | 58.4 | 48.7
722430 | Houston | Texas | 27.7 | 31.5 | Dry-Bulb (F) | 45.5 | 44.8 | 52.5 | 59.1 | 54.5 | 49.1 | 49.8 | 48.5 | 56.7 | 64.2 | 58.9 | 51.9 | 55.9 | 54.9 | 63.9 | 69 | 64.8 | 58.5 | 63.5 | 63.6 | 71.9 | 76.3 | 71.8 | 66.2 | 69.9 | 70.5 | 79.2 | 81.5 | 77.9 | 72.5 | 74.6 | 76.2 | 84.5 | 87.3 | 83.5 | 77.7 | 76.5 | 77.5 | 87.8 | 90.4 | 85.4 | 79.7 | 76.1 | 77 | 87.5 | 91.4 | 85.5 | 79.1 | 71.9 | 72.1 | 84.4 | 89.4 | 83.8 | 76 | 60.4 | 60.5 | 74.8 | 80.5 | 71.6 | 63.8 | 57.1 | 56.2 | 66.7 | 72.1 | 65.2 | 59.4 | 49 | 47.8 | 57.1 | 64.3 | 57.4 | 51.8
722436 | Houston Ellington AFB | Texas | 31.3 | 35.6 | Dry-Bulb (F) | 48.2 | 47.6 | 55.3 | 60.5 | 54.9 | 49.6 | 53.1 | 52.6 | 60.6 | 66.6 | 60.3 | 54.9 | 51.6 | 51.5 | 60.6 | 65 | 60.5 | 54.7 | 61.5 | 61.8 | 70.9 | 74.7 | 69 | 63.6 | 71.9 | 73.3 | 79.4 | 81.3 | 76.9 | 73.1 | 75 | 76.9 | 84.2 | 84.8 | 81 | 76.5 | 77.2 | 78.6 | 87.3 | 89.2 | 84.6 | 79.2 | 76.6 | 77.5 | 85.2 | 87.6 | 83.8 | 78.6 | 72 | 72.2 | 82.5 | 85.9 | 80.5 | 74.5 | 65.1 | 65.2 | 77.6 | 82.3 | 74.3 | 67.5 | 59.3 | 58.6 | 70.1 | 75.1 | 67.2 | 61.7 | 50.3 | 49.8 | 58.3 | 63.2 | 57.2 | 53.1
722435 | Houston William P Hobby A | Texas | 30.4 | 35.1 | Dry-Bulb (F) | 55.7 | 54.8 | 61.4 | 66.6 | 62.1 | 57.6 | 57.8 | 56.6 | 61.3 | 66.1 | 62.9 | 59.2 | 57.9 | 57.5 | 63.3 | 67.5 | 64.2 | 60.1 | 63 | 63.5 | 72.8 | 76.6 | 72.1 | 65.7 | 69.4 | 70.3 | 78.4 | 81.4 | 77.8 | 72.4 | 76 | 77.4 | 84.6 | 85.9 | 82.1 | 77.7 | 77.8 | 79 | 87.9 | 89.5 | 85.2 | 79.8 | 76.9 | 77.7 | 86.2 | 89 | 84.9 | 78.8 | 71.2 | 71.6 | 81.1 | 85 | 80 | 74 | 65.4 | 65.2 | 76.4 | 81.2 | 74.7 | 67.9 | 57.4 | 55.7 | 64.2 | 68.5 | 63.8 | 59.2 | 51.1 | 49.8 | 58.9 | 64.2 | 59.6 | 54
722575 | Killeen Muni (AWOS) | Texas | 25.4 | 29.1 | Dry-Bulb (F) | 38.2 | 37.1 | 44.4 | 51.3 | 47.1 | 40.7 | 49.3 | 46.8 | 57.7 | 66.4 | 60.9 | 52.7 | 47 | 45.3 | 56.1 | 64.1 | 60.3 | 52.3 | 57.8 | 57.3 | 69.6 | 78.4 | 73.6 | 63 | 69.3 | 69.5 | 76.2 | 81.3 | 78.9 | 72.7 | 72.4 | 72.9 | 81.9 | 86.4 | 82.1 | 75 | 74.6 | 74.7 | 85.2 | 91.1 | 86.8 | 79.2 | 74.7 | 74.2 | 85 | 91.1 | 87 | 79.2 | 70.9 | 69.4 | 81.6 | 89.5 | 85.6 | 76.4 | 60.1 | 59.1 | 72.2 | 79.4 | 72.5 | 64 | 54.5 | 53.5 | 64.8 | 73.2 | 65.6 | 57.8 | 43.4 | 41.5 | 51.6 | 60.1 | 53.5 | 47
722516 | Kingsville | Texas | 31.8 | 36.8 | Dry-Bulb (F) | 55.2 | 53.3 | 60.7 | 66.8 | 62.3 | 57.1 | 51 | 49.4 | 59.1 | 65.9 | 61 | 53.8 | 59.1 | 58.2 | 65.7 | 70.7 | 66.4 | 60.9 | 67.4 | 67.8 | 75.2 | 78.1 | 73.9 | 69.4 | 70.9 | 72.2 | 81.9 | 84.3 | 78.3 | 72.8 | 75.6 | 76.3 | 88.5 | 91.9 | 85.4 | 78.3 | 77 | 77.7 | 87.4 | 90 | 84.4 | 79.1 | 76.4 | 76.6 | 89.6 | 93.8 | 86.3 | 79.7 | 73.1 | 72.8 | 87 | 92 | 84.5 | 76.4 | 66.2 | 65 | 78.2 | 82.3 | 75 | 68.9 | 62.8 | 62.5 | 69.7 | 73.8 | 69 | 64.7 | 53.6 | 52.9 | 60.2 | 66.9 | 61 | 55.2
722520 | Laredo Intl AP | Texas | 33.2 | 37.1 | Dry-Bulb (F) | 48.5 | 46.4 | 51.1 | 58.6 | 58.3 | 52.1 | 52.6 | 49.2 | 56.3 | 65.2 | 64.5 | 57.2 | 56.1 | 54 | 62.2 | 71.9 | 71.7 | 62.5 | 66 | 64 | 73.6 | 83.9 | 83.6 | 72.6 | 75.6 | 73.9 | 83.3 | 94.5 | 94.4 | 82.9 | 80.3 | 78.1 | 86.2 | 93.1 | 92.2 | 84.4 | 80 | 78.2 | 87.2 | 94.6 | 92.5 | 85.2 | 79.4 | 77.3 | 85.3 | 92.2 | 90.9 | 84 | 74.4 | 72.3 | 81.4 | 88.3 | 85.2 | 78.5 | 70.8 | 69.3 | 74.2 | 79.8 | 78 | 72.9 | 62.9 | 60.3 | 72.1 | 81.5 | 75.7 | 67.5 | 49.9 | 47.4 | 55 | 64.1 | 61.3 | 53.5
722670 | Lubbock | Texas | 12.6 | 18 | Dry-Bulb (F) | 30.8 | 29.1 | 37.1 | 47.9 | 43.3 | 35.1 | 35.7 | 32.8 | 41.8 | 52.7 | 49.4 | 40.6 | 44.7 | 41.3 | 54.4 | 65.1 | 61.8 | 50.8 | 52.3 | 48.7 | 61.4 | 71.9 | 68.2 | 57.7 | 60.9 | 60 | 73.3 | 81 | 76.7 | 66.6 | 69 | 67.8 | 77.7 | 85.4 | 83.1 | 74.4 | 72.3 | 70.3 | 80.4 | 88.1 | 85.7 | 76.1 | 70.7 | 69.4 | 81.4 | 89.1 | 84.2 | 74.8 | 64.7 | 62.1 | 71.6 | 78.9 | 75.5 | 67.7 | 55.1 | 52.4 | 64.1 | 73.8 | 68.1 | 58.8 | 40.3 | 37.9 | 49.2 | 57.7 | 51.6 | 44.7 | 35.4 | 32.3 | 42.5 | 53.1 | 46.8 | 39.1
722446 | Lufkin | Texas | 24.1 | 28.1 | Dry-Bulb (F) | 45 | 44.2 | 51.4 | 58.1 | 52.6 | 46.6 | 44.8 | 44.6 | 52.6 | 60.1 | 55.6 | 47.8 | 52.3 | 51.8 | 61.5 | 68.4 | 64.5 | 56.3 | 59.3 | 59.7 | 70.1 | 76.2 | 70.9 | 62.7 | 65.7 | 67.1 | 77.5 | 81.4 | 76.3 | 68.6 | 70.8 | 72.3 | 83.6 | 87.6 | 82 | 74 | 73.4 | 75.2 | 87.7 | 90.4 | 83.8 | 76 | 74.1 | 74.7 | 87.1 | 90.5 | 85.6 | 77.5 | 68.8 | 69 | 82.3 | 88 | 80.2 | 72 | 57.9 | 57.5 | 70.6 | 77.9 | 68.4 | 61.2 | 55.2 | 55.6 | 63.8 | 69.5 | 62.6 | 57.2 | 44.9 | 43.7 | 50.9 | 58.1 | 52.1 | 47.2
722640 | Marfa AP | Texas | 15.6 | 19 | Dry-Bulb (F) | 36.5 | 34.7 | 49 | 59.9 | 52.7 | 40.1 | 38.5 | 36.9 | 47.3 | 56.5 | 51.5 | 42 | 40.1 | 39.3 | 56.3 | 64.1 | 59.5 | 45.9 | 50 | 48.5 | 66.7 | 74 | 71 | 57.3 | 55.7 | 55.6 | 74.8 | 81.3 | 77.1 | 62.9 | 60.5 | 60.3 | 77.4 | 84.1 | 79.7 | 67.2 | 64.6 | 63.8 | 79.9 | 86 | 83.7 | 72.2 | 62.9 | 62.6 | 79.1 | 84.5 | 81.6 | 70.9 | 60.9 | 58.1 | 76.9 | 84.8 | 80.3 | 67.8 | 47.7 | 46.8 | 66.6 | 74.6 | 66.8 | 52.7 | 39.1 | 38.2 | 56.6 | 65.4 | 55.2 | 42.1 | 32.3 | 30.4 | 46.4 | 57.3 | 47.6 | 36.1
722506 | Mcallen Miller Intl AP | Texas | 35.9 | 40.3 | Dry-Bulb (F) | 56.6 | 55 | 63.8 | 72.4 | 66.5 | 59.5 | 60.2 | 59.3 | 64.8 | 71.5 | 67.6 | 62.1 | 60.2 | 59.2 | 68.7 | 75.7 | 71.5 | 63.7 | 65.2 | 64.4 | 70.8 | 76.3 | 73.4 | 68.1 | 71.6 | 71.7 | 79.9 | 84.8 | 80.6 | 74 | 76.2 | 76.9 | 86.6 | 92 | 87.5 | 79.4 | 78.8 | 78.9 | 90.5 | 97 | 91.2 | 82.1 | 78.9 | 78.8 | 87.4 | 91.5 | 87.4 | 81.6 | 76.6 | 76.3 | 85 | 89.8 | 85.1 | 78.6 | 68.4 | 67.6 | 78.4 | 84.9 | 78.9 | 71.8 | 62.6 | 61.2 | 68.5 | 74.6 | 70 | 65.2 | 51 | 49.7 | 56.3 | 62.3 | 58.4 | 53.6
722650 | Midland/Odessa | Texas | 18.1 | 22.9 | Dry-Bulb (F) | 38.1 | 34.6 | 45.9 | 58.1 | 51.8 | 41.6 | 39.3 | 36.2 | 47.5 | 59.3 | 55.1 | 44.8 | 48.7 | 46.2 | 59.9 | 69.5 | 65.7 | 53.9 | 52.9 | 51.7 | 64.6 | 74 | 70.9 | 58.4 | 63.7 | 62.6 | 75.8 | 83.8 | 81.8 | 69.5 | 71.6 | 70.1 | 81.1 | 90.1 | 87.3 | 77.8 | 75.2 | 73 | 83.9 | 91.8 | 89.1 | 80.4 | 73 | 70.9 | 82.2 | 90.2 | 87.2 | 77.3 | 66.6 | 65.1 | 74.1 | 80.9 | 78.6 | 71.1 | 53.5 | 51.9 | 63.4 | 71.3 | 65.6 | 57.1 | 47.7 | 45.7 | 57.4 | 66.7 | 58.7 | 50.3 | 38.7 | 36.5 | 46.7 | 56.5 | 50.2 | 42.8
722555 | Palacios Municipal AP | Texas | 31.7 | 35.8 | Dry-Bulb (F) | 49.6 | 48.5 | 53.2 | 57.7 | 53.7 | 50.6 | 54.8 | 53.9 | 60.2 | 63.5 | 59.3 | 56.2 | 52.3 | 51.8 | 60.7 | 65.1 | 60.7 | 55.4 | 66.1 | 66.2 | 74.4 | 77.2 | 72.9 | 68.4 | 73.3 | 74.2 | 80.5 | 81.4 | 77.5 | 74.6 | 77.8 | 79.2 | 83.4 | 85.4 | 82.2 | 78 | 79.4 | 79.7 | 86.5 | 87.9 | 83.8 | 80.2 | 77.9 | 78.4 | 85.5 | 87.2 | 82.9 | 78.8 | 71.9 | 71.1 | 81.8 | 85.6 | 79.6 | 73.7 | 65.3 | 64.7 | 77.1 | 80.6 | 73.6 | 67.6 | 61.4 | 60 | 70.7 | 74.9 | 67.9 | 63.9 | 50.8 | 49.9 | 57.7 | 62.4 | 56.6 | 53.1
722410 | Port APhur | Texas | 29.4 | 33 | Dry-Bulb (F) | 46.1 | 45.2 | 52.5 | 57 | 52.2 | 48.5 | 49.2 | 48.5 | 55 | 59.6 | 55.5 | 50.8 | 58.7 | 58.4 | 65.8 | 69 | 64.3 | 60.1 | 63.7 | 64.4 | 73.1 | 76.2 | 70.7 | 65.5 | 70.6 | 71.6 | 80.2 | 83.1 | 78.3 | 72.8 | 75.6 | 77.5 | 85.5 | 87 | 81.5 | 76.8 | 76.3 | 78.4 | 87.4 | 89.6 | 84.1 | 78 | 75.9 | 76.8 | 86.2 | 89 | 84.2 | 77.9 | 73.1 | 72.8 | 81.7 | 85 | 78.2 | 74.2 | 62.9 | 63.5 | 76.1 | 79.9 | 70.1 | 64.8 | 59.7 | 59.7 | 67.1 | 69.2 | 63.6 | 60.4 | 51.6 | 50.6 | 57.6 | 62 | 56.6 | 53.3
722536 | Randolph AFB | Texas | 27.5 | 31.4 | Dry-Bulb (F) | 44.8 | 43.9 | 50.4 | 57.5 | 53.2 | 46.4 | 52.2 | 50 | 60.8 | 70 | 65.3 | 55.5 | 49.8 | 48.4 | 59.7 | 68.9 | 64.4 | 55.1 | 60 | 60.4 | 73.3 | 82.3 | 77.8 | 64.9 | 70.9 | 71.4 | 78.5 | 83.6 | 79.9 | 73.5 | 74.1 | 75.4 | 85.1 | 90.8 | 85 | 76.4 | 75.1 | 76.3 | 86.3 | 91.5 | 86.5 | 78.1 | 74.6 | 74.8 | 85.9 | 91.7 | 87 | 78.1 | 71.1 | 70.4 | 83.7 | 91 | 85.3 | 75.6 | 61.6 | 61 | 74.8 | 81.6 | 74.9 | 65.7 | 53.8 | 52.4 | 64.5 | 72.8 | 66.2 | 57.6 | 43.1 | 42.2 | 53.3 | 61.4 | 55.6 | 47.1
722576 | Robert Gray AAF | Texas | 22.9 | 27.9 | Dry-Bulb (F) | 43.6 | 42.4 | 49.2 | 56.1 | 51.1 | 45.2 | 52 | 49.7 | 59 | 68.1 | 63.1 | 55 | 49.4 | 46.9 | 57.2 | 66.1 | 62.3 | 53.9 | 59.8 | 59.2 | 71.2 | 79.8 | 75.4 | 64.8 | 67.2 | 67.2 | 76.8 | 83.9 | 79.8 | 71.2 | 72.7 | 72.9 | 83.2 | 87.8 | 83.3 | 75.7 | 75 | 75.4 | 87.9 | 93.3 | 87.1 | 79 | 76.2 | 75.5 | 86.1 | 92.8 | 88.8 | 80.5 | 71.1 | 69.6 | 82.8 | 90.4 | 85.8 | 76.1 | 62.8 | 60.8 | 73.8 | 81.3 | 74.5 | 66.1 | 55.5 | 54.6 | 64.4 | 73 | 65.7 | 58.5 | 44.4 | 42.9 | 51.5 | 60 | 53 | 47.6
722630 | San Angelo | Texas | 19.9 | 24.4 | Dry-Bulb (F) | 35.4 | 33.7 | 42.5 | 52.9 | 47.8 | 39.1 | 41.7 | 40.4 | 48.5 | 58.2 | 55.1 | 45.3 | 48.5 | 46.3 | 55.8 | 65.4 | 62.8 | 53.2 | 58.2 | 57.1 | 70.9 | 79.6 | 75.9 | 63.5 | 65.9 | 65.5 | 75.1 | 82.4 | 79.9 | 70.3 | 69.3 | 68.7 | 80 | 88.5 | 86.2 | 75.8 | 75 | 73.8 | 84.3 | 91.6 | 88.6 | 79.8 | 72.3 | 71.6 | 85 | 91.9 | 87.9 | 77.2 | 66.7 | 65.4 | 76.9 | 84 | 80.2 | 70.5 | 57.4 | 57.1 | 68 | 75.4 | 69.9 | 60.2 | 48.7 | 47.8 | 56 | 63.6 | 58.4 | 50.8 | 40.9 | 39.5 | 47.7 | 56.7 | 52 | 44
722530 | San Antonio | Texas | 26.7 | 30.7 | Dry-Bulb (F) | 43.7 | 42.4 | 51.9 | 60.1 | 55.5 | 47.6 | 48.3 | 45.5 | 53.4 | 61.1 | 59.2 | 52.5 | 55.1 | 54.5 | 62.8 | 70.8 | 67.5 | 59 | 62.5 | 62.7 | 69.6 | 75.7 | 74.1 | 66.4 | 68.9 | 68.6 | 76.6 | 82.8 | 80.3 | 72.7 | 76.3 | 77.1 | 86.5 | 91.8 | 88.6 | 80.2 | 77.2 | 76.9 | 84.8 | 90.7 | 88.4 | 81.3 | 77.8 | 77 | 86.2 | 92.9 | 90.4 | 82.1 | 71.1 | 70.4 | 81.5 | 87.5 | 83.1 | 75.7 | 64.3 | 63.8 | 73.3 | 79.8 | 76.1 | 69.1 | 57.1 | 55.9 | 63.2 | 69.8 | 65.5 | 59 | 46.5 | 45.5 | 55 | 63.3 | 57.7 | 49.3
722535 | San Antonio Kelly Field A | Texas | 28.1 | 32.4 | Dry-Bulb (F) | 44.4 | 43.7 | 50.4 | 57.4 | 53.9 | 46.5 | 50.9 | 49.2 | 59 | 69.3 | 65.2 | 55.7 | 50.8 | 48.9 | 59.4 | 68.5 | 65.5 | 56.5 | 60.9 | 60.3 | 72 | 81.6 | 78.4 | 66.5 | 73.5 | 73.9 | 82.1 | 90.8 | 87.2 | 76.4 | 76.1 | 75.4 | 86.5 | 93.6 | 91.3 | 81.3 | 75.9 | 76.4 | 85.5 | 90.8 | 87.2 | 79.8 | 75.4 | 75.4 | 86.1 | 91.8 | 87.8 | 79.4 | 72.1 | 71.2 | 83.7 | 90.8 | 86.1 | 76.9 | 62.3 | 61.1 | 73.7 | 80.7 | 75.4 | 66.5 | 58.4 | 57.2 | 70 | 78.6 | 71 | 62.2 | 48.8 | 46.3 | 59.2 | 67.9 | 60.6 | 52.7
722577 | Temple/Miller (AWOS) | Texas | 24.5 | 28.1 | Dry-Bulb (F) | 41.2 | 39.6 | 47.6 | 55.6 | 50.2 | 43.6 | 47.9 | 45.5 | 57.1 | 66.8 | 60.6 | 52.4 | 46.2 | 44.7 | 56.6 | 64.7 | 60 | 51.9 | 56.9 | 56.5 | 69.3 | 78.2 | 72.7 | 62.2 | 69.1 | 69.3 | 76.8 | 81.8 | 78.2 | 71.8 | 73.3 | 73.6 | 83.2 | 87.9 | 84.2 | 76.8 | 75.3 | 75.5 | 87.2 | 92.8 | 87.6 | 79.7 | 74.5 | 74.4 | 86 | 91.7 | 87.3 | 78.8 | 69.6 | 67.9 | 81.2 | 89.4 | 84.3 | 75 | 58.8 | 57.8 | 71.4 | 78.1 | 71.2 | 63.1 | 50 | 47.9 | 56.3 | 63 | 57.7 | 52.9 | 45.8 | 44.3 | 51.9 | 59.2 | 53.4 | 48.4
722550 | Victoria | Texas | 29.1 | 33.3 | Dry-Bulb (F) | 51.5 | 49.9 | 57 | 63 | 58.6 | 53.2 | 50 | 48.6 | 55.7 | 62.1 | 58.4 | 52.5 | 56.6 | 56.5 | 63.3 | 69.6 | 66.1 | 59.5 | 64.2 | 64.8 | 72 | 76.2 | 72.1 | 65.8 | 70.1 | 70.2 | 78.1 | 81.1 | 77.6 | 72.3 | 74.6 | 75.4 | 85.8 | 89.7 | 84.3 | 77 | 77.4 | 78 | 86.7 | 89.8 | 85.3 | 79 | 77.9 | 78.3 | 86.6 | 90.6 | 86.4 | 80 | 74.3 | 74.1 | 84.2 | 86.8 | 82.1 | 76.3 | 65.4 | 65.8 | 75.9 | 80.4 | 75.2 | 68.6 | 56.6 | 54.9 | 65.5 | 71.3 | 64.6 | 58.9 | 49.6 | 49.7 | 56 | 61 | 55.8 | 51.3
722560 | Waco | Texas | 22.3 | 26.6 | Dry-Bulb (F) | 40.2 | 38.4 | 46.4 | 54.8 | 50.1 | 43.5 | 45.5 | 44.7 | 51.5 | 57.4 | 54 | 48 | 52.5 | 51.9 | 58.9 | 65.5 | 63.3 | 56.6 | 61.8 | 61.1 | 71.1 | 77.1 | 72.3 | 65.2 | 65.3 | 66.1 | 75.6 | 81 | 77.6 | 69 | 73.1 | 73.8 | 83.9 | 89.9 | 86.7 | 77.6 | 76.3 | 75.9 | 87.9 | 94.1 | 89.8 | 81.1 | 78.7 | 77.7 | 91.1 | 98.9 | 92 | 83 | 70 | 69.3 | 79 | 84.7 | 78.9 | 72.5 | 59.1 | 57.5 | 69.1 | 76 | 70 | 62.9 | 51.1 | 49.7 | 59 | 65.4 | 59.2 | 53.2 | 41.6 | 38.7 | 46.4 | 53.8 | 48.8 | 43.8
723510 | Wichita Falls | Texas | 14.6 | 19.9 | Dry-Bulb (F) | 34.2 | 32.3 | 40.6 | 49.8 | 45 | 38.4 | 42.6 | 40.2 | 47.9 | 55.7 | 52.4 | 44.5 | 47.3 | 46.1 | 55.7 | 63.8 | 59.7 | 51.6 | 57.7 | 56.4 | 66.5 | 72.7 | 68.7 | 60.7 | 63.3 | 64.2 | 75.3 | 81.1 | 77 | 67.4 | 70.2 | 71 | 84.1 | 90 | 85.5 | 75 | 75.9 | 76.7 | 89.2 | 95.3 | 91.5 | 80.2 | 74.1 | 74.2 | 85 | 91.4 | 87.7 | 78 | 67.9 | 66.4 | 80.4 | 86.9 | 81.1 | 71.9 | 56.4 | 56.3 | 68.3 | 76 | 69.4 | 59.9 | 45.2 | 43.8 | 55.4 | 64.3 | 54.8 | 47.8 | 37.4 | 35.3 | 45 | 54.3 | 46.7 | 39.6
722656 | Wink Winkler County AP | Texas | 18.7 | 22.7 | Dry-Bulb (F) | 38.3 | 34.6 | 47.2 | 62.3 | 57.5 | 44.8 | 39.9 | 35.8 | 47.2 | 61.1 | 59.1 | 47.1 | 47.1 | 43.4 | 53.1 | 62.3 | 61 | 52.3 | 60.7 | 56.2 | 74 | 86 | 83 | 69.6 | 69.1 | 66.3 | 83.3 | 93 | 90.5 | 76.8 | 74.4 | 73.2 | 86.3 | 95.1 | 92.2 | 81.2 | 77.2 | 75.1 | 87.8 | 97.5 | 94.8 | 84.4 | 75.1 | 73 | 84.5 | 92.7 | 89.8 | 81.1 | 69.5 | 67.3 | 79.3 | 87.3 | 83.2 | 74.1 | 58.5 | 56.5 | 64.5 | 74 | 69.4 | 61.9 | 49.7 | 46.4 | 56 | 64.5 | 60.8 | 53.8 | 35.4 | 31 | 45.3 | 58.5 | 52.7 | 41.9
724755 | Cedar City | Utah | 3.6 | 9 | Dry-Bulb (F) | 24.6 | 22.6 | 31.8 | 41.3 | 34.3 | 28.2 | 28.3 | 26.2 | 35.6 | 44.3 | 39.2 | 31.8 | 34.7 | 33.4 | 42.2 | 48.3 | 44.3 | 37.3 | 40.1 | 39.9 | 55.4 | 61.6 | 57.4 | 46 | 49 | 49.4 | 64.5 | 69.9 | 65.9 | 54.8 | 55.9 | 59.9 | 76 | 82.4 | 77.5 | 63.8 | 65.6 | 66.1 | 81.1 | 86.6 | 82.3 | 70.5 | 62.8 | 63.1 | 80 | 86.3 | 80.7 | 68.7 | 54 | 52.7 | 68.9 | 74.2 | 68.4 | 58.8 | 42.2 | 42.1 | 56.4 | 64.5 | 57 | 46.7 | 32.2 | 29.4 | 41.1 | 49.7 | 41.4 | 34.8 | 27.3 | 26.1 | 33.7 | 40.5 | 34.4 | 30.2
725755 | Ogden Hill AFB | Utah | 7.8 | 12.1 | Dry-Bulb (F) | 30.1 | 28.9 | 31.5 | 35.5 | 33.3 | 32 | 29.1 | 28 | 32.5 | 36.8 | 34.4 | 31 | 33.4 | 32 | 38.2 | 44.5 | 41 | 36.2 | 38.7 | 38.1 | 45.5 | 49.4 | 47 | 42.1 | 53.9 | 54 | 65.1 | 70.5 | 67.6 | 59.7 | 61.4 | 61 | 72.9 | 79.1 | 76.9 | 67.5 | 70.2 | 68.5 | 81.8 | 88.5 | 86.3 | 75.7 | 66.2 | 64.4 | 77.4 | 85.4 | 81.2 | 71.6 | 57.9 | 55.9 | 66.3 | 73.5 | 68.5 | 61.2 | 45.8 | 43.1 | 51.5 | 57.1 | 52.2 | 47.3 | 34.5 | 33.7 | 39.5 | 44.4 | 38.8 | 35.9 | 30.9 | 30.3 | 33.4 | 36.2 | 33.1 | 32.3
725720 | Salt Lake City | Utah | 7 | 12.8 | Dry-Bulb (F) | 29.8 | 29.1 | 34.6 | 38.6 | 33.4 | 30.4 | 31 | 30.2 | 35.7 | 40.4 | 36.9 | 33.2 | 38.7 | 38.4 | 47.1 | 51.9 | 47.7 | 41.7 | 44.4 | 45 | 55 | 59 | 55.4 | 47.9 | 51.9 | 53.1 | 62.3 | 65.9 | 63 | 55.1 | 58.8 | 62 | 75.8 | 81.3 | 77.8 | 65 | 69.8 | 71 | 84.8 | 90.4 | 87 | 75.1 | 68.9 | 69 | 81.2 | 87.3 | 82.6 | 72.8 | 58.3 | 58.6 | 71.9 | 77.4 | 70.1 | 60.6 | 46.9 | 46.7 | 57.5 | 62.6 | 55.8 | 49.4 | 37 | 35.8 | 42.5 | 47.3 | 41.2 | 38.2 | 28.6 | 27.6 | 32.8 | 37.3 | 32.5 | 30.1
725810 | Wendover Usaf Auxiliary F | Utah | 6.6 | 11.9 | Dry-Bulb (F) | 26.5 | 25.8 | 32.8 | 34.9 | 29.9 | 27.1 | 24.8 | 23.8 | 31.1 | 35.6 | 30.6 | 26.9 | 38.1 | 38.3 | 46.4 | 49.9 | 46.4 | 41.4 | 44.7 | 46.3 | 54.6 | 59.3 | 55.9 | 48.5 | 54.8 | 56.7 | 65.7 | 70.7 | 67 | 59.8 | 64.6 | 68 | 77.5 | 83.5 | 80.5 | 71.5 | 69.4 | 71.3 | 82.4 | 87.4 | 85 | 75.8 | 70.4 | 71.6 | 82.3 | 88.1 | 83.4 | 75.6 | 55 | 56.2 | 68.4 | 74.6 | 68.6 | 59.7 | 44.8 | 45.7 | 53.2 | 56.7 | 51.4 | 46.4 | 30.4 | 29.5 | 38.9 | 43.2 | 37.2 | 32.9 | 25.4 | 24.5 | 31.3 | 35.3 | 29.9 | 26.7
726170 | Burlington | Vermont | -9.3 | -4.4 | Dry-Bulb (F) | 15.9 | 14.7 | 19.7 | 24.1 | 21.5 | 18.2 | 19.7 | 18.4 | 22.6 | 26.1 | 23.7 | 21 | 27.2 | 27 | 32.8 | 36.2 | 33.9 | 29.6 | 40.3 | 41.1 | 48.9 | 52.8 | 49.8 | 43.7 | 49.3 | 51.7 | 60.5 | 64.2 | 61.5 | 54 | 59.5 | 61.9 | 70.2 | 73.8 | 70.9 | 63.9 | 63 | 65 | 72.9 | 77.6 | 74.6 | 66.4 | 61.4 | 62.3 | 71.3 | 75.3 | 71.1 | 64.2 | 55.1 | 55.3 | 61.6 | 65.1 | 61.3 | 56.6 | 44.2 | 44.4 | 50 | 53.2 | 48.7 | 44.9 | 35.8 | 34.8 | 37.6 | 40.3 | 37.5 | 35.9 | 28.2 | 27.1 | 29.6 | 32.1 | 30.3 | 29
726145 | Montpelier AP | Vermont | -10.1 | -5.6 | Dry-Bulb (F) | 24.1 | 22.9 | 25.9 | 29.7 | 27.9 | 26.1 | 14.4 | 12.8 | 17.6 | 22.5 | 19.1 | 15.6 | 27.1 | 26.4 | 33.1 | 38.5 | 34.9 | 30.3 | 40.3 | 41.1 | 50.5 | 53.9 | 50.4 | 44.9 | 45.1 | 46.3 | 56.4 | 60.6 | 57.5 | 50.3 | 57 | 58.2 | 65.4 | 68 | 64.4 | 58.9 | 58.5 | 60.6 | 71.1 | 75.2 | 71.8 | 63.9 | 58.2 | 58.8 | 70.2 | 74.9 | 69.4 | 61.2 | 54.7 | 54.5 | 64 | 68.6 | 63 | 57.3 | 43.9 | 43.4 | 50.4 | 54.4 | 49.9 | 46.5 | 37.6 | 36.1 | 40.6 | 43.2 | 39.2 | 37.9 | 20.7 | 19.8 | 22.9 | 25.9 | 23.4 | 21.6
725165 | Rutland State (AWOS) | Vermont | -6.5 | -1.2 | Dry-Bulb (F) | 15.8 | 15.8 | 18.6 | 21.4 | 19.3 | 16.6 | 20.3 | 18.7 | 22.9 | 26.8 | 24.7 | 22.5 | 25.4 | 24.4 | 29.6 | 33.7 | 30.8 | 26.9 | 44 | 43.9 | 50.2 | 53.8 | 50.8 | 46.4 | 51.9 | 53 | 61.7 | 65.8 | 62.5 | 56 | 58.3 | 59.9 | 68.2 | 71 | 66.5 | 60.9 | 63.1 | 65.2 | 75.4 | 78.6 | 75.5 | 67.5 | 61.3 | 62.5 | 73.2 | 77.8 | 72.6 | 64.6 | 56.2 | 56.3 | 64.6 | 68.6 | 64 | 58.3 | 44.8 | 44.2 | 50.7 | 54.3 | 50.6 | 47.2 | 32.1 | 31.1 | 35.9 | 39.3 | 36.8 | 34.4 | 23.1 | 22.1 | 25.3 | 27.9 | 25.7 | 23.7
724037 | Davison AAF | Virginia | 12.6 | 17.9 | Dry-Bulb (F) | 31.7 | 30.4 | 35.4 | 40.4 | 37.2 | 33.8 | 32.5 | 30.9 | 38.6 | 42.9 | 39.5 | 35.5 | 35.2 | 34.4 | 43.7 | 49.2 | 45.2 | 39.1 | 46.1 | 47.4 | 57.3 | 62.5 | 58.3 | 50.3 | 55.2 | 58.3 | 70 | 75.3 | 69.9 | 60.5 | 67.4 | 69.7 | 80.9 | 84.7 | 78.2 | 69.7 | 71.6 | 73.6 | 84.8 | 88.4 | 83 | 73.7 | 66.5 | 67.9 | 77.6 | 80.8 | 75.6 | 69.1 | 63.9 | 64.6 | 73.9 | 77 | 70.4 | 65.1 | 49.1 | 49.5 | 64.5 | 69.7 | 59.2 | 52.3 | 38.9 | 37.8 | 49.4 | 53.9 | 46.7 | 41.3 | 37 | 35.3 | 44.2 | 49.9 | 43.9 | 38.9
745980 | Langley AFB | Virginia | 20.5 | 24.7 | Dry-Bulb (F) | 38.1 | 36.9 | 42.3 | 44.8 | 40.8 | 38.6 | 36.4 | 35.6 | 42.7 | 46.2 | 41.8 | 38.8 | 39.8 | 39.5 | 46.6 | 49.7 | 46.1 | 42.7 | 49.1 | 49.9 | 58.1 | 60.7 | 56.7 | 51.3 | 60.9 | 61.9 | 68.9 | 70.3 | 66.3 | 63.1 | 69.2 | 71.9 | 80 | 81.9 | 77.7 | 72.4 | 75.6 | 76.9 | 83.9 | 85.1 | 81.5 | 77.5 | 70.2 | 71.4 | 79.4 | 81.4 | 77.2 | 72.8 | 65.4 | 66 | 75 | 77.4 | 71.4 | 66.5 | 54.1 | 54.2 | 66.6 | 69.2 | 61.9 | 56.9 | 42 | 41.8 | 49.4 | 51.9 | 46 | 42.6 | 35.5 | 34.2 | 40.6 | 43.7 | 38.5 | 36
724100 | Lynchburg | Virginia | 12.7 | 17.6 | Dry-Bulb (F) | 30.4 | 28.4 | 33.8 | 39 | 35.2 | 31.9 | 35.1 | 32.7 | 38.5 | 44.8 | 41.8 | 37.4 | 42.3 | 41.2 | 51.2 | 57.9 | 54.5 | 47.6 | 50.7 | 49.6 | 59.2 | 65.2 | 62.2 | 54.7 | 58 | 57.6 | 68.1 | 73.3 | 70.4 | 63.5 | 67.2 | 68 | 79.6 | 83.4 | 78.3 | 70.8 | 70.1 | 71.6 | 81.6 | 85.1 | 81.6 | 73.9 | 68.4 | 68.4 | 79.1 | 83.8 | 78.9 | 71.2 | 64 | 62.8 | 73.7 | 78.2 | 72.6 | 66.5 | 49.1 | 47.6 | 58.9 | 64.8 | 57.6 | 52 | 46.7 | 45.4 | 53.8 | 59.8 | 53.6 | 48.8 | 33.6 | 31.5 | 37.7 | 42.7 | 38.6 | 35.4
724036 | Manassas Muni (AWOS) | Virginia | 10.6 | 16 | Dry-Bulb (F) | 33.9 | 32.6 | 38.3 | 42.7 | 37.4 | 34.8 | 29.4 | 28 | 35.7 | 41 | 37.1 | 32.2 | 32.2 | 32.4 | 42.2 | 47.8 | 43.5 | 36.6 | 43.6 | 44.8 | 54.9 | 60 | 55.7 | 47.2 | 51.1 | 53.1 | 64 | 68.9 | 65.3 | 57.3 | 65.5 | 67.9 | 79.8 | 83 | 76.6 | 68.3 | 69.5 | 71.2 | 80.9 | 83.8 | 78.6 | 72 | 65 | 65.8 | 75.8 | 79.5 | 73.8 | 67.9 | 55.6 | 56.6 | 70.5 | 74.9 | 66.8 | 58.3 | 44.5 | 44.2 | 62.1 | 68.9 | 57.5 | 48.3 | 34.5 | 34.5 | 43.8 | 49 | 40.6 | 36.6 | 35.7 | 35.9 | 43.2 | 49 | 41.1 | 36.7
723086 | Newport News | Virginia | 18.3 | 22.5 | Dry-Bulb (F) | 40 | 39 | 44.6 | 48.1 | 43.5 | 40.7 | 34.9 | 34.5 | 42.6 | 46.3 | 40.4 | 36.5 | 45.5 | 45 | 53.1 | 57.5 | 53.5 | 49.8 | 53.4 | 55.4 | 65 | 68.2 | 62.2 | 56.1 | 63.5 | 64.5 | 74 | 78.4 | 72.9 | 66.1 | 67.6 | 70.2 | 80.2 | 83.7 | 78.1 | 70.5 | 75 | 77 | 86 | 87.2 | 81.3 | 76.7 | 68 | 70.5 | 82.2 | 84.4 | 78.5 | 71.1 | 68.6 | 70.7 | 80.5 | 82.9 | 75.8 | 69.8 | 55.1 | 55.3 | 64.9 | 68.6 | 61.5 | 57.3 | 42.6 | 42 | 50.3 | 54 | 48.1 | 43.9 | 42.5 | 41.6 | 48.3 | 52.1 | 46.4 | 43.8
723080 | Norfolk | Virginia | 20.4 | 24.4 | Dry-Bulb (F) | 34.3 | 34 | 38.6 | 41.5 | 37.6 | 35.4 | 37.8 | 36.8 | 42.1 | 45.7 | 42 | 38.7 | 47.8 | 47.1 | 54.6 | 57.3 | 53.4 | 49.6 | 53 | 53.7 | 62.2 | 65.7 | 61.1 | 55.6 | 61.5 | 62.9 | 69.8 | 72.8 | 68.9 | 63.9 | 69.6 | 72.1 | 80.4 | 82.9 | 77.8 | 71.6 | 74.4 | 76 | 83.6 | 85.7 | 81.1 | 76.4 | 74.6 | 75.8 | 82.7 | 85.1 | 80.6 | 76.5 | 66.4 | 67.5 | 75.4 | 77.7 | 72.4 | 67.9 | 55.3 | 55.5 | 65.3 | 68.2 | 61.2 | 57.4 | 50.6 | 50.4 | 58.3 | 60.6 | 55.2 | 52.4 | 42 | 41.6 | 46.8 | 49.9 | 46.1 | 43.6
723085 | Norfolk Nas | Virginia | 22.6 | 26.6 | Dry-Bulb (F) | 40.5 | 39.6 | 43.2 | 46.3 | 43.4 | 41.1 | 40 | 39.4 | 44 | 47.7 | 44.4 | 41.8 | 49.2 | 49.1 | 56.2 | 60.1 | 56.2 | 51.6 | 57.6 | 58.1 | 65 | 69.2 | 64.8 | 60.5 | 61.8 | 62.3 | 68.1 | 70.5 | 67.2 | 63.8 | 71.4 | 74 | 81.1 | 82.8 | 79.4 | 73.9 | 73.6 | 74.5 | 80.6 | 83.1 | 79.6 | 75.3 | 73.1 | 74 | 80.1 | 82.4 | 79 | 75.2 | 68.7 | 68.9 | 74.9 | 77.7 | 74.3 | 70.8 | 58.6 | 59.3 | 66.8 | 68.3 | 63 | 60 | 47.3 | 47.1 | 51.7 | 54.6 | 51.5 | 48.9 | 44.8 | 44.1 | 48.8 | 52.2 | 48.6 | 46.1
723075 | Oceana Nas | Virginia | 21.1 | 25.2 | Dry-Bulb (F) | 38.7 | 37.8 | 43.1 | 46.9 | 42 | 39.6 | 43.2 | 42.8 | 48.9 | 51.2 | 46.4 | 44.4 | 46.7 | 46.4 | 53 | 55.9 | 51.4 | 48.3 | 53.2 | 53.6 | 61.7 | 64.3 | 60.3 | 56 | 60.9 | 62.4 | 69.3 | 71.7 | 68.2 | 63.5 | 70.6 | 73 | 80.1 | 81.2 | 78 | 73.5 | 73.1 | 74.6 | 81.2 | 83 | 79.3 | 75 | 74.8 | 76.6 | 84.2 | 85.3 | 81 | 77.1 | 67 | 67.5 | 75.3 | 77.2 | 72.2 | 68.6 | 56.8 | 57.3 | 65 | 66.3 | 62 | 58.4 | 47.8 | 48.1 | 57.2 | 59.2 | 52.7 | 49.4 | 39.3 | 38.8 | 46.3 | 49.3 | 43.8 | 40.3
724014 | Petersburg (AWOS) | Virginia | 14.9 | 18.9 | Dry-Bulb (F) | 31.8 | 31.4 | 41.6 | 48.5 | 41 | 34.7 | 36.5 | 36.4 | 46.4 | 52.7 | 46.8 | 39.4 | 40.5 | 39.6 | 49.4 | 54.9 | 51 | 44 | 50.3 | 51.2 | 62.8 | 67.5 | 62.7 | 54.6 | 61.6 | 65.3 | 79.1 | 84 | 76.6 | 65.8 | 67 | 70.1 | 81.2 | 85 | 79.9 | 70.7 | 69.7 | 72.4 | 83.1 | 86.1 | 79.5 | 72.6 | 66.9 | 69 | 79.5 | 82.1 | 76 | 68.7 | 60.5 | 62.1 | 73.8 | 77 | 70.3 | 63.4 | 47.7 | 49.1 | 63.5 | 69.1 | 58.1 | 50.2 | 47.3 | 47.6 | 60.3 | 65.8 | 55.7 | 50 | 38.6 | 37.9 | 47.6 | 53.7 | 45 | 40.1
724035 | Quantico Mcas | Virginia | 15.8 | 19.8 | Dry-Bulb (F) | 34.5 | 33.7 | 38.1 | 42.8 | 39.4 | 36.2 | 32.6 | 32 | 38.5 | 42.4 | 40.5 | 36.1 | 43.4 | 42.2 | 48.2 | 52.5 | 50.6 | 45.7 | 50.7 | 50.9 | 58.9 | 64.8 | 61.2 | 54.8 | 54.9 | 55.8 | 64.1 | 67.7 | 64.9 | 58.5 | 68.5 | 69.7 | 77.1 | 80.7 | 78.6 | 72 | 71.2 | 71.5 | 79.8 | 84.4 | 81.4 | 74.4 | 70.6 | 70.7 | 79.2 | 84.5 | 81.1 | 74.4 | 64.1 | 64.5 | 71.6 | 74.9 | 70.6 | 65.8 | 52.4 | 52.1 | 62.3 | 68.6 | 62.1 | 56 | 45.8 | 45 | 51.3 | 55.1 | 51 | 47.4 | 35.9 | 34.4 | 39.9 | 45.1 | 40.9 | 37.1
724010 | Richmond | Virginia | 14.7 | 19.3 | Dry-Bulb (F) | 30.5 | 29.4 | 36 | 41.5 | 37.3 | 32.9 | 34.2 | 32.7 | 40.6 | 47.1 | 42.4 | 36.9 | 43.4 | 42.6 | 53.5 | 59.1 | 54.3 | 47.7 | 49.9 | 50.9 | 62.3 | 67.5 | 62.1 | 54.3 | 59.4 | 61 | 73.3 | 77.9 | 72.4 | 63 | 66.4 | 68.7 | 79.5 | 82.6 | 78.3 | 69.9 | 72.8 | 74.1 | 83.7 | 87.2 | 82.4 | 75.8 | 69.8 | 70.6 | 82 | 87.1 | 81.1 | 73.6 | 64.5 | 64.6 | 73.8 | 76.7 | 71.3 | 65.8 | 51.4 | 51.3 | 62.4 | 67.1 | 59.8 | 54.4 | 45 | 44.3 | 52.8 | 57.6 | 51.4 | 46.8 | 38 | 36.8 | 44.7 | 50.8 | 44.8 | 40.7
724110 | Roanoke | Virginia | 12.7 | 17.3 | Dry-Bulb (F) | 31.2 | 30.9 | 36.3 | 41.8 | 38.1 | 34 | 33.8 | 32.9 | 40 | 46.6 | 42.5 | 36.9 | 42.7 | 40.7 | 49.6 | 57.3 | 54.2 | 47.6 | 50.7 | 49.4 | 59.3 | 65.3 | 61.4 | 55 | 57 | 57.4 | 67.7 | 72 | 68.6 | 61.4 | 66.1 | 67 | 77.3 | 80.8 | 77.6 | 70.9 | 69.8 | 70.6 | 79 | 83.1 | 79.3 | 72.9 | 67.2 | 67.3 | 77 | 82.1 | 77.6 | 70.4 | 61.4 | 61.3 | 71.3 | 76.5 | 71.5 | 64.5 | 49.7 | 48.5 | 60.3 | 66.7 | 60.5 | 53.3 | 45.3 | 44.1 | 51.9 | 57.4 | 52 | 47.3 | 32.4 | 31.1 | 36.8 | 42.3 | 37.6 | 34
724050 | Washington Dc Reagan AP | Virginia | 15.9 | 20.2 | Dry-Bulb (F) | 33.4 | 32.3 | 36.7 | 41.8 | 38.6 | 35.5 | 31 | 29.5 | 34.7 | 39.8 | 37 | 33.5 | 38.6 | 37.7 | 44 | 49.2 | 47 | 42.2 | 51.8 | 51.5 | 59.4 | 64.9 | 61.7 | 55.4 | 58.4 | 58.8 | 66.4 | 70.1 | 66.6 | 61.3 | 69.5 | 70.5 | 78.1 | 82.3 | 79.5 | 73.5 | 74.9 | 75.3 | 83.2 | 88 | 85.4 | 78.9 | 72.9 | 73 | 81.7 | 85.9 | 82.1 | 76.3 | 63.2 | 62.9 | 69.5 | 73.3 | 69.5 | 65.4 | 54.2 | 53.5 | 62.2 | 67.9 | 62.7 | 57.3 | 43.9 | 42.7 | 48 | 52.2 | 48.9 | 46.2 | 40 | 39.1 | 44.4 | 49.4 | 46.1 | 42.7
724030 | Washington-Dulles Intl AP | Virginia | 9.6 | 14.5 | Dry-Bulb (F) | 29.2 | 28.1 | 34 | 39.4 | 35.4 | 31.9 | 30.6 | 29.6 | 37 | 42 | 37.5 | 32.7 | 40 | 38.7 | 48.9 | 54.1 | 50.1 | 43.6 | 46.7 | 47.5 | 58.5 | 63.5 | 59.6 | 50.9 | 55.8 | 57.2 | 69.6 | 74.3 | 70 | 61.3 | 63.2 | 66 | 78.3 | 81.9 | 77.6 | 68.2 | 68.8 | 70.6 | 81.2 | 84.6 | 79.5 | 72.1 | 67.4 | 68.1 | 77.3 | 80.9 | 76.5 | 70.2 | 61.6 | 62 | 72.1 | 77.1 | 71.3 | 65 | 46.5 | 46 | 58.6 | 64.5 | 55.8 | 49.2 | 40.5 | 40.2 | 48.8 | 55.1 | 48.5 | 43.3 | 30 | 29.1 | 35.4 | 40.5 | 35.8 | 31.8
727976 | Bellingham Intl AP | Washington | 17.2 | 22.4 | Dry-Bulb (F) | 37.4 | 37.1 | 40.8 | 44.5 | 40.2 | 38.5 | 36.7 | 36 | 41.1 | 45 | 41.2 | 38.1 | 35.3 | 34.9 | 39.8 | 42.8 | 40.2 | 37.2 | 43.7 | 44.8 | 53.4 | 56.7 | 53.5 | 47.3 | 47.9 | 49.4 | 55.4 | 59.1 | 56.1 | 50.6 | 52 | 54.3 | 60.9 | 64.9 | 61.8 | 54.6 | 55.5 | 57.1 | 63.7 | 68.4 | 65.5 | 58.3 | 55.7 | 56.8 | 65.4 | 71 | 67 | 59.1 | 52.1 | 51.9 | 58.7 | 61.7 | 57.9 | 53.7 | 45.6 | 45.7 | 50.8 | 53.2 | 49.1 | 46.5 | 39.5 | 39 | 41.9 | 44.4 | 41.3 | 39.9 | 39.9 | 39.9 | 41.8 | 43.8 | 41.7 | 40.8
727928 | Bremerton Ntnl AWOS | Washington | 23.4 | 26.9 | Dry-Bulb (F) | 37.7 | 37.1 | 39.2 | 41.6 | 39.6 | 38.8 | 37.8 | 37.2 | 43 | 47.1 | 42.2 | 39.1 | 42.1 | 41.9 | 49 | 53.6 | 48.3 | 43.3 | 41 | 42.5 | 52.4 | 57.4 | 52.8 | 44.6 | 45.6 | 47.5 | 54.9 | 58.8 | 55.5 | 48.5 | 50.7 | 53.8 | 61.8 | 67.1 | 64.7 | 54.3 | 54.7 | 56.6 | 65.2 | 72.4 | 69.4 | 58.9 | 54.3 | 56.7 | 67.6 | 74.4 | 70 | 58.6 | 49.5 | 50.1 | 59.2 | 64.8 | 58.8 | 51.8 | 45.1 | 45.3 | 51.3 | 54.9 | 49.7 | 46.4 | 41 | 40.8 | 43.9 | 46.5 | 42.8 | 41.2 | 39.9 | 39.6 | 42.2 | 44.5 | 41.9 | 40.6
727855 | Fairchild AFB | Washington | 3.6 | 9.9 | Dry-Bulb (F) | 26.5 | 26.1 | 29.4 | 32.6 | 29.7 | 27.8 | 32.8 | 31.5 | 37.6 | 42.3 | 37.8 | 34.3 | 30.1 | 29.5 | 35.9 | 39.9 | 36.5 | 32.8 | 37 | 38 | 47.5 | 51 | 47.1 | 40.8 | 43.6 | 45.6 | 54.6 | 57.8 | 54.7 | 47.5 | 47.5 | 50.6 | 60.2 | 63.6 | 60.1 | 52.2 | 62.3 | 65.8 | 80.6 | 87.7 | 83.4 | 69.6 | 57.6 | 59.5 | 72.6 | 79.1 | 74.3 | 63.1 | 50.1 | 50.3 | 65.3 | 71.8 | 65.1 | 54.7 | 37 | 35.5 | 48.5 | 55.3 | 46.9 | 40.1 | 30.9 | 30.8 | 34.2 | 37.6 | 34.3 | 32.6 | 21.7 | 21.3 | 24.4 | 27.1 | 24.5 | 22.7
742070 | Gray AAF | Washington | 19.4 | 24.6 | Dry-Bulb (F) | 34.9 | 34.5 | 39.2 | 44.1 | 39.9 | 36.4 | 34.2 | 33 | 40.8 | 47.3 | 42.1 | 36.9 | 37.8 | 37.5 | 48.5 | 53.9 | 48.6 | 40.9 | 39.2 | 40.4 | 52.5 | 57.3 | 53.6 | 43.7 | 43.8 | 46.5 | 54.4 | 57.9 | 56.1 | 48 | 50.9 | 52.7 | 59.9 | 64.2 | 62.1 | 55.2 | 56.3 | 57.9 | 68.4 | 75.7 | 73.4 | 62.5 | 56.4 | 57.6 | 69.6 | 75.7 | 72.2 | 62.3 | 53 | 53.8 | 64.6 | 71.9 | 66.8 | 57.2 | 43.8 | 43.3 | 53.4 | 60.2 | 53.9 | 47 | 37 | 36.8 | 42.2 | 45.5 | 40.5 | 38.3 | 35.9 | 35.9 | 39.1 | 42.2 | 38.1 | 36.6
727840 | Hanford | Washington | 5.8 | 12.6 | Dry-Bulb (F) | 28.3 | 28.2 | 31.4 | 33.3 | 29.8 | 28.5 | 28.6 | 27.4 | 35.3 | 40.4 | 34.6 | 30.5 | 38.5 | 38.6 | 49.8 | 55.4 | 49.4 | 42.4 | 44.2 | 46 | 57.8 | 62.1 | 56.1 | 47.5 | 48.3 | 53.1 | 64 | 68.9 | 63.4 | 53.4 | 57.3 | 61.7 | 72.9 | 78.5 | 73.3 | 62.4 | 67.1 | 70.8 | 83.2 | 90.5 | 85.3 | 73.3 | 66.7 | 68.3 | 82.6 | 90 | 84 | 72.5 | 55.7 | 55.6 | 71.4 | 79.3 | 70.8 | 60.7 | 43 | 41.5 | 55.8 | 63.1 | 54 | 47.2 | 36.9 | 35.3 | 43.8 | 48.4 | 41.9 | 39.1 | 25.6 | 25.5 | 28.9 | 31.2 | 28.1 | 26.7
727924 | Kelso Wb AP | Washington | 22.3 | 26.5 | Dry-Bulb (F) | 38.3 | 38.5 | 41 | 45 | 42 | 39.4 | 40 | 39 | 44.1 | 49.6 | 46 | 41.6 | 43.6 | 43.4 | 49.7 | 56.3 | 52.5 | 46.4 | 45.4 | 46.2 | 51.8 | 56.1 | 52.7 | 47.3 | 48.3 | 51 | 60.7 | 65.6 | 60.3 | 52.1 | 53.3 | 55.1 | 62.2 | 66.3 | 63 | 56.7 | 55.3 | 56.5 | 65.5 | 72.6 | 68.6 | 59.8 | 57.2 | 57.9 | 68 | 77.4 | 72.2 | 61.4 | 51.7 | 51.5 | 64.4 | 73.8 | 67.3 | 57 | 48.2 | 48.4 | 53.8 | 58.2 | 53.6 | 49.2 | 41.7 | 41.9 | 45.2 | 49.3 | 45.3 | 42.5 | 39.2 | 38.8 | 41.9 | 43.9 | 41.1 | 39.8
727920 | Olympia | Washington | 18 | 23.2 | Dry-Bulb (F) | 39.3 | 38.6 | 40.4 | 43.8 | 40.5 | 39.1 | 37.6 | 36.7 | 42 | 46.3 | 42.4 | 38.9 | 36.9 | 36.5 | 45.7 | 51 | 47.1 | 40.5 | 40 | 41.9 | 52.8 | 57.5 | 52.5 | 44.2 | 45.4 | 48.1 | 58.1 | 62.4 | 59.2 | 49.6 | 49 | 53.2 | 64.4 | 69.1 | 64.9 | 53.9 | 54.3 | 57.5 | 67.5 | 75.4 | 71.8 | 59.6 | 53.7 | 55.6 | 68.4 | 75.5 | 71.1 | 58.8 | 52.7 | 53 | 61.7 | 68.1 | 62.9 | 55 | 45.8 | 46.2 | 52.5 | 60 | 53.4 | 46.4 | 42.6 | 42.1 | 46.1 | 49 | 44.5 | 42.6 | 36 | 35.9 | 39.8 | 43.9 | 39.7 | 37.4
727845 | Pasco | Washington | 6.8 | 15.1 | Dry-Bulb (F) | 32.8 | 32.3 | 36.9 | 40.4 | 35.9 | 34.3 | 31.4 | 30.4 | 40.2 | 48 | 40.9 | 34.4 | 38.2 | 38.1 | 50.6 | 57.1 | 50.8 | 43 | 44.8 | 47 | 60.8 | 67.3 | 61.5 | 50.6 | 49.9 | 54.4 | 68.1 | 74.5 | 70.2 | 57.5 | 58 | 62.2 | 75.3 | 82.1 | 76.5 | 63.1 | 62.5 | 66.6 | 82 | 90.4 | 86.8 | 70.3 | 58.7 | 61.3 | 77.7 | 86.1 | 81.3 | 66.3 | 46.9 | 48.6 | 69 | 78.4 | 68.3 | 53.4 | 42.5 | 42.9 | 54.5 | 60.1 | 53.4 | 45 | 38.5 | 39 | 44.9 | 48.8 | 43.4 | 40.1 | 35.4 | 34.1 | 38 | 40.7 | 37.1 | 35.6
727857 | Pullman/Moscow Rgnl | Washington | 7.8 | 14.4 | Dry-Bulb (F) | 29.2 | 29.1 | 31.4 | 33.1 | 29.9 | 29.3 | 31.2 | 31.1 | 35.1 | 38.7 | 34.8 | 32.1 | 34.7 | 34.9 | 41.9 | 45.4 | 41.4 | 37.2 | 39.5 | 41.2 | 51.5 | 56.6 | 51.3 | 43.2 | 45.4 | 48.3 | 56.7 | 60.2 | 55.6 | 48 | 48.5 | 54.1 | 64.9 | 69.5 | 64.5 | 52.6 | 54.9 | 62.9 | 76.1 | 81.9 | 76.6 | 58.6 | 54.4 | 60.5 | 76.5 | 83.1 | 76.1 | 59.6 | 49 | 53.3 | 67.5 | 73.2 | 65.2 | 51.9 | 42.3 | 43.4 | 53.3 | 57.3 | 48.3 | 43 | 31 | 31.4 | 36.6 | 38.4 | 34.2 | 32.3 | 33.5 | 33.8 | 37.1 | 38.5 | 35.1 | 33.9
727970 | Quillayute | Washington | 23.1 | 26.6 | Dry-Bulb (F) | 39.9 | 39 | 41.9 | 45.6 | 42 | 40.7 | 38.2 | 38.3 | 43.6 | 47.7 | 42.4 | 39.5 | 39.9 | 39.6 | 46.1 | 48.3 | 44.9 | 40.9 | 42.8 | 43.7 | 51.6 | 54.1 | 50.2 | 44.6 | 45.8 | 48 | 56.1 | 58.6 | 55.3 | 48.2 | 49.6 | 51.9 | 58.4 | 60.7 | 57.1 | 51.8 | 54.7 | 56 | 62.3 | 65.7 | 61.7 | 56.1 | 53.9 | 54.8 | 62.8 | 65.4 | 61.3 | 55.5 | 51.3 | 51.1 | 61.5 | 64.8 | 58.7 | 52.4 | 44.3 | 44.3 | 53 | 56.9 | 50.8 | 46.2 | 42.6 | 41.6 | 46.7 | 49.8 | 45.5 | 44.1 | 40 | 39.3 | 41.7 | 43.9 | 41.2 | 40
727935 | Seattle Boeing Field | Washington | 23.9 | 28.1 | Dry-Bulb (F) | 40.3 | 39.9 | 41.6 | 44.5 | 42.8 | 41.5 | 40.4 | 39.8 | 44.6 | 49 | 46.6 | 42.6 | 45 | 44.3 | 49.8 | 53.9 | 50.9 | 47.2 | 47.2 | 47.4 | 53.8 | 57.5 | 55.1 | 50.2 | 51.6 | 52 | 57.6 | 61.6 | 58.9 | 54.3 | 55.6 | 56.5 | 61.6 | 65.7 | 63.8 | 58.9 | 60.4 | 60.4 | 67 | 73.2 | 71.7 | 64.8 | 60.5 | 60.1 | 66.6 | 72.7 | 70.8 | 64.3 | 54.8 | 54.3 | 62.7 | 68.9 | 65.1 | 58.9 | 49.2 | 48.7 | 54.7 | 58.8 | 55.6 | 51.8 | 45.7 | 45 | 48.6 | 51.2 | 49.4 | 47 | 41.9 | 41.6 | 43.3 | 45.8 | 43.7 | 42.5
727930 | Seattle/Tacoma | Washington | 23.8 | 28.4 | Dry-Bulb (F) | 38.5 | 37.7 | 40.1 | 43.3 | 41.2 | 39.8 | 40 | 39.4 | 43 | 47 | 44.2 | 41.3 | 43.2 | 42.4 | 47.9 | 52.5 | 49.9 | 46 | 46.3 | 46.4 | 53.6 | 58.7 | 55 | 49.2 | 49.4 | 50.4 | 57.8 | 62.4 | 59.2 | 52.9 | 54.3 | 54.7 | 62 | 66.9 | 64.7 | 57.7 | 57.2 | 57.9 | 65.6 | 71.8 | 69 | 61.3 | 59.1 | 59.1 | 67.7 | 74.5 | 71.1 | 63.6 | 54.8 | 54.1 | 60.3 | 65.4 | 62.6 | 57.7 | 49.3 | 48.9 | 54 | 57.8 | 54.5 | 50.9 | 45.5 | 44.8 | 47.1 | 49 | 47 | 45.7 | 39.7 | 39.7 | 43.1 | 44.9 | 42.3 | 40.8
727850 | Spokane | Washington | 0.8 | 7.5 | Dry-Bulb (F) | 24.6 | 24.5 | 28.1 | 30.8 | 27 | 25.2 | 29.1 | 28.6 | 32.4 | 36.4 | 33.5 | 30.6 | 33.8 | 33.4 | 42.1 | 47.5 | 42.8 | 37.7 | 41.9 | 42.3 | 51.4 | 56 | 52.8 | 45.5 | 45.8 | 47.6 | 58.5 | 64.1 | 60.2 | 51.6 | 50.2 | 54.5 | 66 | 72.1 | 68.4 | 57 | 58.1 | 61.1 | 73.3 | 79.9 | 76.5 | 63.9 | 56.2 | 57.9 | 71.3 | 78.2 | 73.4 | 62.9 | 53.2 | 53.5 | 66.7 | 73.3 | 67 | 57.7 | 40.7 | 40.1 | 48.9 | 55.8 | 49.2 | 43.3 | 33.2 | 32.7 | 36.5 | 39 | 35.7 | 33.8 | 27.9 | 26.9 | 30.5 | 33.4 | 30.8 | 28.9
727856 | Spokane/Felts Field | Washington | 6 | 12 | Dry-Bulb (F) | 31.8 | 31.1 | 33.5 | 36.2 | 34.2 | 32.9 | 32.2 | 31.5 | 35.9 | 40.5 | 36.6 | 33.8 | 31.8 | 30.9 | 37.1 | 41.5 | 38.6 | 34.8 | 41.8 | 42.7 | 53.5 | 58.1 | 53.3 | 45.5 | 43.7 | 47 | 57.2 | 61.9 | 58.3 | 48.1 | 53.6 | 57.7 | 68.2 | 73.5 | 69.5 | 58.7 | 59.2 | 62.8 | 76.1 | 83.2 | 79.4 | 65.1 | 59.6 | 62.2 | 77.3 | 85.6 | 79.9 | 65.2 | 53.5 | 54.5 | 66.5 | 74 | 66.1 | 56.7 | 41.2 | 40.6 | 50.4 | 55.5 | 49.6 | 43.9 | 36 | 35.2 | 39.2 | 43.3 | 38.8 | 36.2 | 30.7 | 30.3 | 32.3 | 34.7 | 32.3 | 31.2
727815 | Stampede Pass | Washington | 3.9 | 10.3 | Dry-Bulb (F) | 29.7 | 29.6 | 30.1 | 30.5 | 29.7 | 29.4 | 24.8 | 24.5 | 27 | 29.8 | 26.6 | 24.9 | 28.3 | 27.8 | 30.8 | 33.2 | 31.3 | 29.3 | 33.3 | 33.2 | 36.7 | 39.7 | 37.4 | 34.6 | 39.5 | 40.8 | 47.6 | 51.1 | 47.4 | 42 | 46.8 | 48 | 55.5 | 59.2 | 54.8 | 49.1 | 51.1 | 52.5 | 62.9 | 67.8 | 62 | 54.3 | 55.4 | 56.2 | 65.2 | 69.9 | 62.9 | 56.5 | 43.7 | 43.8 | 49 | 52 | 47.5 | 44.7 | 38.2 | 38 | 43.2 | 46.1 | 41.6 | 39.3 | 30.7 | 30.8 | 32.8 | 33.7 | 31.7 | 30.9 | 26.4 | 26 | 26.9 | 27.7 | 26.8 | 26.4
742060 | Tacoma Mcchord AFB | Washington | 19.8 | 24.7 | Dry-Bulb (F) | 34.6 | 34.3 | 39.7 | 44.7 | 40.3 | 36.6 | 34.6 | 33.5 | 41.5 | 47.6 | 42.8 | 37.5 | 37.3 | 37.1 | 43.3 | 47.1 | 44 | 39.4 | 38.7 | 40.3 | 51.9 | 56.8 | 52.9 | 43.9 | 45.2 | 47.7 | 54.8 | 58.2 | 55.9 | 49 | 50 | 53.6 | 62.8 | 67.2 | 64.4 | 55.7 | 56.8 | 58.8 | 69 | 75.8 | 73.2 | 62.8 | 57.3 | 59.1 | 70.9 | 76.5 | 72.5 | 63.1 | 51.6 | 52.3 | 62.8 | 68.8 | 63.3 | 55.5 | 44 | 43.3 | 53 | 58.8 | 52.4 | 45.8 | 35.3 | 34.4 | 42.3 | 48 | 41.5 | 37.4 | 36.1 | 35.9 | 39.8 | 43.7 | 39.1 | 37.2
727846 | Walla Walla City County A | Washington | 6.4 | 14.6 | Dry-Bulb (F) | 34.2 | 33.8 | 36.4 | 38.1 | 35.7 | 35 | 36.3 | 35.4 | 40.4 | 45.5 | 41.4 | 38.7 | 41.9 | 42.1 | 52.1 | 57.5 | 51.8 | 44.9 | 45.3 | 45.5 | 52.8 | 58 | 54.9 | 48.8 | 49.4 | 51.1 | 59.7 | 65.7 | 61.6 | 52.5 | 57.7 | 61.4 | 71.9 | 78.8 | 73.8 | 62.3 | 66.7 | 69.4 | 80.1 | 88.2 | 85.7 | 72.6 | 66.7 | 67.6 | 78.1 | 86 | 82.5 | 71.2 | 56.7 | 57.8 | 66.8 | 72.2 | 66.7 | 59.5 | 47.5 | 47.2 | 55.6 | 59.1 | 53.8 | 49.4 | 39.6 | 39.2 | 44.4 | 47.6 | 42.3 | 40.1 | 34.3 | 33.9 | 36.9 | 38.4 | 36 | 35
727825 | Wenatchee/Pangborn | Washington | 4.3 | 10.5 | Dry-Bulb (F) | 28.3 | 27.4 | 29.1 | 31.6 | 29.8 | 28.7 | 30.9 | 29.9 | 32.7 | 37.7 | 35.7 | 32.4 | 37.3 | 36.2 | 44.3 | 49.1 | 44.9 | 40.3 | 45.7 | 45.3 | 55.4 | 61 | 56.6 | 50.3 | 52.2 | 53 | 64 | 70.6 | 67 | 57.9 | 59.6 | 60.7 | 71.5 | 77.5 | 74 | 64.6 | 63.9 | 64.9 | 75.9 | 83.3 | 79.7 | 69.9 | 66.5 | 65.2 | 76.5 | 85.1 | 80.9 | 71.9 | 59.3 | 57.5 | 68.1 | 76.9 | 71.1 | 63.5 | 44.9 | 44.3 | 52.6 | 57.5 | 51.4 | 46.7 | 36.7 | 36 | 40.4 | 44.1 | 40.8 | 38.6 | 27.6 | 27.2 | 28.9 | 30.7 | 28.7 | 27.7
690230 | Whidbey Island Nas | Washington | 21.5 | 26.6 | Dry-Bulb (F) | 40.6 | 39.6 | 43 | 45.8 | 42.2 | 41 | 38.1 | 37.3 | 42.6 | 46.5 | 41.9 | 38.7 | 41.2 | 41.1 | 46.2 | 48.7 | 45.2 | 41.9 | 44.2 | 45.7 | 53.6 | 56.2 | 51.5 | 46.3 | 47.9 | 49.2 | 54.2 | 55.6 | 52.7 | 49.2 | 51.4 | 53.9 | 59.3 | 62.1 | 58.6 | 53.4 | 53.6 | 55.8 | 62 | 64.3 | 59.7 | 54.8 | 54.5 | 55.6 | 61.3 | 64.6 | 60.1 | 55.6 | 51.5 | 52.7 | 59.2 | 61.6 | 57.4 | 53.2 | 46.3 | 46.6 | 51.5 | 53.1 | 49.4 | 47 | 45.7 | 45.7 | 48.5 | 50.2 | 47.4 | 46.2 | 40.2 | 39.7 | 42.9 | 44.6 | 42.1 | 41
727810 | Yakima | Washington | 3.8 | 10.7 | Dry-Bulb (F) | 27 | 26 | 30.3 | 34.5 | 30.3 | 28.4 | 31.1 | 30.4 | 39.2 | 46.2 | 39.2 | 33.2 | 34.4 | 34.5 | 47.4 | 53.6 | 47.4 | 38.7 | 42.1 | 44.5 | 58.4 | 64.9 | 59.1 | 47.9 | 46.3 | 49.7 | 63.4 | 69.1 | 63.7 | 53 | 54.6 | 59.8 | 73.2 | 78.2 | 73 | 61 | 58.8 | 64.1 | 77.8 | 85 | 79.6 | 67.4 | 55.1 | 59.2 | 74.5 | 80.6 | 73.2 | 62 | 47.9 | 49.7 | 68 | 75.4 | 65.6 | 54.7 | 39.9 | 38.9 | 54.7 | 61.6 | 51.2 | 43.4 | 31.8 | 32.1 | 39.9 | 44 | 37.9 | 33.3 | 26.5 | 25.1 | 29.7 | 34 | 28.6 | 26.5
724120 | Beckley Raleigh Co Mem AP | West Virginia | 4.8 | 11 | Dry-Bulb (F) | 31.6 | 30.9 | 34.2 | 37.9 | 35.7 | 33.1 | 33 | 31.8 | 36.1 | 40.5 | 38.3 | 35.2 | 40.7 | 39.5 | 45.5 | 51.2 | 48.3 | 42.9 | 48.8 | 49 | 57.5 | 63.2 | 60.1 | 52.7 | 51.6 | 52.5 | 61.4 | 64.8 | 61.8 | 54.7 | 61.9 | 63.6 | 73.1 | 75.8 | 71.9 | 64.6 | 66.5 | 67.5 | 74.5 | 78 | 73.6 | 68.1 | 64.4 | 64.6 | 73 | 77.3 | 72.7 | 66.7 | 56.8 | 56.4 | 63.4 | 67.6 | 63.1 | 58.8 | 47.9 | 47.2 | 56.8 | 61.5 | 55.8 | 50.2 | 42.4 | 40.9 | 46.9 | 51.8 | 46.6 | 43.2 | 23.1 | 21.5 | 24.5 | 28.2 | 26.2 | 24.2
724125 | Bluefield/Mercer Co | West Virginia | 4.9 | 11.3 | Dry-Bulb (F) | 29.4 | 28 | 31.7 | 36.5 | 33.1 | 30.5 | 37.5 | 36.7 | 39.7 | 44.2 | 42.2 | 39.6 | 42.9 | 41.4 | 47.3 | 54.5 | 51.8 | 45.8 | 46.6 | 45 | 51.4 | 56.2 | 53 | 48.9 | 55.1 | 55.4 | 62.7 | 66.9 | 63.5 | 57.7 | 62.4 | 62.7 | 68.9 | 72.2 | 70 | 64.9 | 65.9 | 66.4 | 73.9 | 78.6 | 74.2 | 68 | 64.6 | 64.2 | 71.5 | 75.4 | 71.8 | 66.7 | 58.3 | 56.9 | 64.5 | 68.6 | 64.3 | 59.4 | 54.9 | 53.8 | 60.3 | 65.1 | 60 | 56.3 | 46.6 | 43.9 | 50.7 | 56.6 | 50.8 | 47.5 | 37.8 | 36.4 | 39.9 | 44.9 | 41.4 | 38.5
724140 | Charleston | West Virginia | 6.7 | 12.4 | Dry-Bulb (F) | 27.9 | 27.5 | 30.3 | 34.8 | 32.3 | 28.8 | 31.9 | 30.8 | 34.4 | 39.2 | 37.5 | 33.4 | 44.6 | 42.2 | 49.5 | 56.8 | 55 | 48.7 | 48.1 | 46.5 | 56.6 | 63.1 | 61.1 | 53.4 | 55.7 | 56.6 | 67.6 | 73 | 69.5 | 60.6 | 64.3 | 64.6 | 75.3 | 80.1 | 77.4 | 69.2 | 68.4 | 69.4 | 79.1 | 84.8 | 80.4 | 72.6 | 67.3 | 66.9 | 75 | 79.8 | 76.9 | 70.5 | 60.5 | 59.6 | 69.1 | 74.9 | 71 | 63.4 | 48.1 | 47.2 | 57.1 | 64.2 | 58.3 | 51 | 42.8 | 40.9 | 47.8 | 54.1 | 50.7 | 45.4 | 32.5 | 32.3 | 37.1 | 42.7 | 39.1 | 34.7
724250 | Huntington | West Virginia | 6.9 | 12.5 | Dry-Bulb (F) | 31.1 | 29.5 | 32.3 | 36.6 | 35.3 | 32.8 | 31.9 | 30.1 | 33.5 | 39.6 | 38.8 | 34.8 | 43.1 | 40.6 | 47.5 | 54.7 | 53.2 | 47.4 | 48.9 | 47.7 | 56.6 | 63.5 | 61.8 | 54.7 | 57.4 | 57.1 | 67.4 | 73.2 | 69.5 | 62.2 | 64.9 | 65 | 75 | 80.1 | 78.2 | 69.5 | 69.5 | 69.8 | 79.1 | 83.6 | 80.4 | 73.1 | 68 | 67.5 | 75.8 | 80.6 | 77.2 | 70.3 | 60.2 | 58.8 | 68.6 | 75.3 | 70.8 | 63.6 | 49.6 | 47.4 | 56.7 | 64.9 | 60.6 | 53.2 | 43.1 | 40.9 | 46.6 | 52.4 | 50.2 | 45.9 | 33.8 | 32.8 | 36.8 | 42.5 | 39.3 | 35.4
724177 | Martinsburg Eastern Wv Re | West Virginia | 9 | 14.3 | Dry-Bulb (F) | 30.9 | 29.4 | 32.6 | 37.3 | 34.5 | 31.4 | 37 | 35.7 | 42.7 | 47.4 | 44.1 | 39.8 | 41.4 | 39.6 | 46.9 | 51.6 | 48.8 | 43.5 | 49.2 | 49.6 | 59.6 | 65.6 | 61.4 | 53.3 | 52.8 | 53.9 | 66.2 | 70.9 | 66.7 | 57.6 | 62.5 | 63.7 | 73.3 | 77.1 | 73.7 | 66.6 | 66.7 | 68.1 | 77.3 | 81.5 | 77.7 | 70 | 66.2 | 67 | 75.6 | 79.1 | 75.1 | 68.4 | 60.8 | 60.8 | 70.4 | 74.5 | 69.6 | 63 | 50.3 | 49.2 | 59.5 | 64.8 | 58.3 | 52.7 | 43.7 | 42.8 | 51.8 | 57.6 | 51 | 44.4 | 33.9 | 32.6 | 40.3 | 46.4 | 41.1 | 36.2
724176 | Morgantown Hart Field | West Virginia | 5.2 | 11.2 | Dry-Bulb (F) | 23.7 | 23.1 | 25.4 | 28.3 | 26.7 | 24.5 | 35.1 | 33.6 | 38 | 42.6 | 39.8 | 37.4 | 39.7 | 37.9 | 45.9 | 50.8 | 48.9 | 43.5 | 50.2 | 49.3 | 58.2 | 63 | 60.4 | 54.5 | 54.2 | 55.3 | 65 | 69.4 | 65.9 | 58 | 62 | 62.7 | 71.3 | 75.4 | 72.9 | 65.3 | 66.6 | 67 | 74.8 | 78.5 | 75.9 | 69.2 | 64.5 | 64.3 | 73.1 | 77.9 | 73.7 | 66.8 | 59.8 | 59.4 | 67 | 71.4 | 66.8 | 61.1 | 50.2 | 49.6 | 57.4 | 62.1 | 57.5 | 52.8 | 38.1 | 36.6 | 41 | 45.6 | 43 | 39.9 | 38 | 36.3 | 41.3 | 45.4 | 41.3 | 39.3
724273 | Parkersburg Wood County A | West Virginia | 4.5 | 11.1 | Dry-Bulb (F) | 23.5 | 22.4 | 24.7 | 28.6 | 27 | 24.8 | 29.8 | 28.3 | 33.4 | 39.4 | 37.5 | 32.6 | 38.6 | 38.3 | 45.1 | 50.7 | 47.6 | 41.4 | 51 | 49.8 | 59.4 | 65.8 | 63.4 | 56 | 56 | 55.7 | 64 | 68.3 | 66.1 | 59.7 | 63.6 | 64.2 | 74.6 | 78.9 | 74.9 | 67.2 | 67.3 | 67.4 | 76.7 | 81.6 | 77.8 | 70.3 | 68.6 | 68.5 | 77.8 | 83.9 | 80.3 | 71.9 | 61.3 | 60.4 | 73.3 | 80.8 | 76.3 | 65.6 | 50.6 | 49.5 | 57.6 | 63.4 | 58.3 | 52.9 | 43.7 | 41.5 | 49.3 | 55.3 | 51 | 45.2 | 33 | 31.9 | 36.6 | 42.5 | 38.7 | 35
726435 | Eau Claire | Wisconsin | -17.1 | -11.6 | Dry-Bulb (F) | 6.4 | 5.3 | 10.8 | 16.5 | 13.5 | 9.7 | 9.9 | 8.3 | 14.9 | 21.9 | 18.7 | 14.4 | 26.7 | 26.3 | 34 | 39.2 | 36.3 | 30 | 39.6 | 39.6 | 50.5 | 56.7 | 53.3 | 44.5 | 49.8 | 51.2 | 61.7 | 66 | 63.3 | 55.3 | 60.4 | 61.3 | 69.5 | 74.9 | 73.2 | 64.9 | 64.3 | 66.4 | 75 | 80 | 77.6 | 68.6 | 62.3 | 62.8 | 72.6 | 77.6 | 74.1 | 66.4 | 53.4 | 54 | 63.2 | 68.9 | 64.2 | 56.8 | 40.7 | 39.6 | 48.4 | 53.1 | 48.1 | 43.4 | 29.7 | 29.3 | 34.9 | 38.2 | 34.1 | 30.9 | 12.3 | 11.5 | 14.9 | 18.1 | 15.4 | 13.1
726450 | Green Bay | Wisconsin | -11.4 | -6 | Dry-Bulb (F) | 11.5 | 10.3 | 13.5 | 17.6 | 15.6 | 13.5 | 17.4 | 16.5 | 21.4 | 26.3 | 23.2 | 19.8 | 28.1 | 27.6 | 34.4 | 37.8 | 34.2 | 30.7 | 37.9 | 39.4 | 48.3 | 52.1 | 47.5 | 41.2 | 50.4 | 53.4 | 63.3 | 66.3 | 62.2 | 54.1 | 59.7 | 64 | 73 | 77 | 72.4 | 63.4 | 63.1 | 65.8 | 75.5 | 79.7 | 75.1 | 66.8 | 61.6 | 63.4 | 72.5 | 75.1 | 70.6 | 63.5 | 54 | 55.4 | 66.3 | 69.6 | 62.8 | 56.4 | 41.1 | 41.7 | 51.4 | 55.6 | 48.6 | 43.9 | 31.7 | 30.6 | 35.5 | 38.1 | 34.7 | 33.1 | 21 | 20.4 | 24.5 | 27.7 | 24.7 | 22.4
726430 | La Crosse | Wisconsin | -13.7 | -7.3 | Dry-Bulb (F) | 10.2 | 8.7 | 12.5 | 17.9 | 14.7 | 11.9 | 18.6 | 16.9 | 21.9 | 28.2 | 25.7 | 21.7 | 29.9 | 29.7 | 37.8 | 43.9 | 39.4 | 33.1 | 42.5 | 42.2 | 50.5 | 56.9 | 54.1 | 47.2 | 50.7 | 51.7 | 62.4 | 67.6 | 64.7 | 55.9 | 60.4 | 61.8 | 70.8 | 75.4 | 72.4 | 64.2 | 68.3 | 69.3 | 77.7 | 82.1 | 78.9 | 71.7 | 64 | 64.7 | 74.3 | 80.1 | 75.3 | 66.9 | 57.3 | 56.8 | 66.1 | 71.6 | 66.1 | 59.5 | 43.3 | 42.6 | 50.7 | 56.3 | 50.6 | 45.7 | 33.2 | 33 | 37.8 | 41.7 | 37.3 | 34.9 | 18.8 | 17.8 | 21.2 | 25.3 | 21.7 | 19.5
726410 | Madison | Wisconsin | -10.3 | -4.8 | Dry-Bulb (F) | 12.5 | 10.6 | 14.9 | 18.9 | 16.5 | 14.5 | 15.1 | 14.1 | 21.1 | 26 | 22.5 | 18.8 | 33.3 | 33.4 | 40.4 | 44.2 | 40.2 | 35.7 | 37.9 | 39.1 | 49.8 | 54.9 | 50.1 | 41.8 | 52.8 | 55.6 | 66.2 | 69.8 | 65.4 | 57.6 | 57 | 61.9 | 72.2 | 76.2 | 71.7 | 61.6 | 66.2 | 68.4 | 77.3 | 80.9 | 77.4 | 69.9 | 63.3 | 64.8 | 73.8 | 78.3 | 73.7 | 66.4 | 53 | 53.8 | 63.3 | 67.2 | 61.4 | 55.5 | 41.8 | 41.5 | 52 | 55.7 | 47.2 | 42.6 | 31.1 | 30.1 | 36.2 | 40.1 | 36.1 | 33.2 | 17.7 | 17.2 | 20.9 | 23.3 | 20.3 | 18.9
726455 | Manitowac Muni AWOS | Wisconsin | -6.4 | -0.4 | Dry-Bulb (F) | 14.9 | 14.5 | 17.7 | 20.2 | 18 | 15.9 | 23.9 | 23.8 | 27.2 | 29.1 | 26.8 | 24.5 | 29 | 28.9 | 35.1 | 37.5 | 33.9 | 31.2 | 43 | 43.7 | 50.8 | 53 | 49.3 | 46 | 48.8 | 51.4 | 56.7 | 58.3 | 54 | 50.1 | 56.6 | 60.2 | 65.8 | 66.9 | 62.3 | 58.5 | 62.7 | 66.1 | 74.3 | 75.6 | 71.4 | 64.7 | 62.6 | 64.7 | 71.3 | 72.7 | 68.6 | 63.8 | 55.3 | 55.9 | 64.1 | 65.3 | 60.5 | 56.6 | 45.8 | 45.9 | 52.3 | 53.7 | 49.3 | 47 | 41.5 | 41.4 | 46.4 | 48 | 44.1 | 42.2 | 27.1 | 26.4 | 28.9 | 31.1 | 28.8 | 27.3
726400 | Milwaukee | Wisconsin | -5.2 | 0.1 | Dry-Bulb (F) | 17.3 | 15.4 | 18.5 | 21.8 | 19.2 | 18.6 | 19.4 | 18.6 | 23 | 25.8 | 23.1 | 20.6 | 32.1 | 31.5 | 37.1 | 38.8 | 35.7 | 34 | 40.3 | 41.4 | 48.8 | 51.3 | 46.5 | 43.2 | 49.7 | 52.5 | 60.1 | 61.3 | 56.2 | 51.7 | 59.1 | 62.4 | 70 | 71 | 67.4 | 61.7 | 65.4 | 67.4 | 75.3 | 77.1 | 73.2 | 67.8 | 66.4 | 67.3 | 73.1 | 74.4 | 71.4 | 67.8 | 58.3 | 59.2 | 67.3 | 69.4 | 64.6 | 60.4 | 46.1 | 45.8 | 53.4 | 55.9 | 50.9 | 47.6 | 35.6 | 34.2 | 39 | 41.9 | 38.8 | 37 | 23.2 | 22 | 24.5 | 26.5 | 25.4 | 24.3
726468 | Phillips/Price Co. | Wisconsin | -22.1 | -14.5 | Dry-Bulb (F) | 10.2 | 9.2 | 13.5 | 18.2 | 15.7 | 13.1 | 6.4 | 4 | 13.8 | 19.3 | 15.6 | 10.1 | 21.5 | 20.5 | 30.1 | 35.4 | 32.1 | 25.6 | 38.7 | 40 | 49.3 | 53.4 | 49.8 | 42.7 | 43.6 | 47.2 | 60.3 | 64.9 | 60.7 | 48.7 | 56.7 | 61.3 | 71.6 | 73.9 | 69.9 | 60.8 | 59.1 | 61.8 | 70.4 | 73.5 | 70.5 | 62.9 | 60.3 | 62.1 | 73.3 | 77.9 | 72.8 | 63.9 | 54.4 | 54.9 | 63.9 | 67.3 | 61.6 | 56.3 | 40.6 | 40.2 | 47 | 50.1 | 44.7 | 41.7 | 31.9 | 31.5 | 37.5 | 40.8 | 35.6 | 32.8 | 19.7 | 17.8 | 22.3 | 27 | 22.9 | 20
726463 | Wausau Municipal AP | Wisconsin | -13 | -7.9 | Dry-Bulb (F) | 15.8 | 15 | 18.5 | 23.6 | 20.6 | 17.8 | 15.5 | 14.1 | 18.9 | 23.3 | 20.3 | 16.6 | 18.9 | 17.6 | 24.9 | 30.6 | 27.9 | 22.8 | 41 | 41.6 | 50.6 | 54.3 | 50.6 | 44.5 | 43.8 | 45.2 | 54.1 | 58.9 | 56 | 48.7 | 62.4 | 65.1 | 75.7 | 79 | 74.6 | 66.4 | 63.6 | 64.4 | 75.3 | 80.4 | 76.9 | 68.3 | 63.2 | 64.8 | 74.9 | 78.8 | 74.5 | 66.6 | 56.2 | 55.9 | 67.7 | 75 | 69.2 | 60.6 | 43.3 | 42.7 | 48.6 | 53.4 | 49.4 | 44.8 | 34.1 | 33 | 38.1 | 42.3 | 38.2 | 35.5 | 22.2 | 21 | 24.7 | 28.8 | 25.9 | 23.4
725690 | Casper | Wyoming | -12.5 | -4.3 | Dry-Bulb (F) | 17.5 | 16.3 | 22.6 | 29 | 22.5 | 19.4 | 21.3 | 20.3 | 25.7 | 30.1 | 27 | 23.2 | 27.8 | 28.4 | 39.2 | 45 | 38.1 | 30.4 | 34.7 | 37.4 | 50.5 | 57.6 | 49.7 | 39.4 | 40.1 | 43.5 | 53.6 | 59 | 54.8 | 45.2 | 52.2 | 56 | 68.8 | 75.1 | 69.8 | 58.9 | 58.9 | 63.4 | 78.8 | 84.9 | 78.6 | 66.6 | 56.8 | 59.3 | 75.9 | 82.5 | 74.9 | 62.9 | 47.8 | 51.3 | 67.7 | 74.9 | 66.8 | 53.9 | 39.6 | 40.9 | 53.1 | 60.3 | 51.5 | 41.8 | 29.4 | 28.9 | 36.9 | 41.6 | 35.6 | 31.3 | 24.6 | 24 | 30.4 | 35.3 | 30 | 26.4
725640 | Cheyenne | Wyoming | -6.2 | 0.7 | Dry-Bulb (F) | 22.8 | 21.8 | 28.9 | 34.2 | 26.4 | 23 | 22.4 | 22 | 30.9 | 34.6 | 28 | 24 | 26.7 | 27.7 | 40.2 | 44.5 | 37.4 | 30 | 35.6 | 37.8 | 47.3 | 51.7 | 46.5 | 38.8 | 42.7 | 46.4 | 54.2 | 55.5 | 51.1 | 45.4 | 51.8 | 56.1 | 67.8 | 71.1 | 65.6 | 56.9 | 58.8 | 63.7 | 76.1 | 79.2 | 72.4 | 63.9 | 56.2 | 59.4 | 74.3 | 76.4 | 68.6 | 59.6 | 49.9 | 51.8 | 65.6 | 68.4 | 61.9 | 53.1 | 38.4 | 39.6 | 52.1 | 56 | 47.6 | 40.9 | 28.8 | 29.4 | 38.4 | 40.8 | 32.9 | 29.5 | 28 | 27.6 | 34.8 | 38.8 | 31.3 | 29
726700 | Cody Muni (AWOS) | Wyoming | -12.6 | -6.2 | Dry-Bulb (F) | 23.3 | 22.5 | 29.1 | 33.3 | 27.3 | 24.8 | 24.4 | 22.6 | 30.7 | 35.1 | 30.1 | 26.1 | 32.4 | 32.5 | 43.8 | 48.7 | 42.4 | 34.6 | 40.2 | 39.7 | 49.9 | 54 | 50.5 | 43.2 | 44.7 | 45.9 | 55.4 | 59.5 | 56.5 | 48.6 | 52.2 | 54 | 65 | 69.3 | 65.2 | 57 | 62.2 | 63.2 | 77.1 | 82 | 78.6 | 68.4 | 61.9 | 62.6 | 75.9 | 81 | 75.5 | 66.1 | 50.6 | 50 | 60.9 | 66.3 | 60.9 | 53 | 40.4 | 39.9 | 48.5 | 51.2 | 45.3 | 41.3 | 33.1 | 32.6 | 38.8 | 42.3 | 35.8 | 33.8 | 28 | 27.6 | 32.7 | 34.3 | 28.4 | 27.1
726650 | Gillette (AMOS) | Wyoming | -13.5 | -6 | Dry-Bulb (F) | 21.4 | 20.1 | 25.7 | 29.2 | 23.1 | 21.8 | 29.1 | 28 | 36 | 40.5 | 34 | 30.9 | 24.8 | 24.4 | 33.1 | 38 | 32.3 | 26.8 | 41.4 | 42.3 | 53.4 | 58.6 | 50.8 | 43.5 | 45.2 | 48.8 | 59.5 | 64.1 | 57.9 | 48 | 54.7 | 58.7 | 70.4 | 75 | 69.5 | 57.8 | 61.9 | 66.7 | 80.5 | 85.4 | 79.3 | 66.5 | 63.4 | 65.7 | 81.7 | 87.2 | 78.1 | 66.4 | 56.9 | 58.1 | 71.5 | 77.1 | 67.2 | 58.6 | 39.2 | 39.1 | 48.9 | 53.1 | 45.7 | 41.5 | 32.5 | 32.5 | 41.5 | 45.5 | 34.6 | 32.1 | 27.2 | 26.8 | 33.5 | 36.4 | 29.9 | 28.1
725776 | Jackson Hole (AWOS) | Wyoming | -15.5 | -9.3 | Dry-Bulb (F) | 19.8 | 18 | 21.8 | 28.9 | 25 | 21.5 | 11.2 | 9.4 | 16.2 | 24.9 | 20.7 | 13.9 | 27.4 | 26.1 | 32.9 | 37.1 | 34.2 | 29.9 | 32.5 | 31.5 | 42.8 | 49.6 | 45.1 | 37.3 | 35.5 | 37.5 | 50.7 | 56.2 | 52.8 | 41.7 | 44.4 | 46 | 58.6 | 64.4 | 60.7 | 49.7 | 47.3 | 48.6 | 68.7 | 78.3 | 73.2 | 56.3 | 45.8 | 45.7 | 64 | 73.2 | 68.1 | 53 | 42.5 | 42.1 | 57.5 | 65.8 | 59.1 | 47.3 | 31.6 | 30.4 | 39.5 | 46.7 | 40.8 | 34.2 | 20.8 | 18.9 | 27.4 | 35.6 | 29.2 | 23.3 | 15.7 | 13.7 | 19.3 | 25.3 | 20.6 | 17.6
725760 | Lander | Wyoming | -13.4 | -6.2 | Dry-Bulb (F) | 16.5 | 15.1 | 20.2 | 27.1 | 22.1 | 18.8 | 19.6 | 16.8 | 24.6 | 33 | 28.4 | 22.8 | 30 | 28.6 | 39.2 | 46.3 | 41 | 34 | 36.1 | 35.2 | 46 | 53.9 | 49.7 | 41 | 44.1 | 44.9 | 56.6 | 62.1 | 58.6 | 49.8 | 55.6 | 56.3 | 71.7 | 77.8 | 73.9 | 62.8 | 62.3 | 63 | 77.4 | 84.1 | 79.2 | 68.2 | 57.7 | 57.2 | 69.9 | 77.7 | 72.9 | 62.6 | 54.4 | 52.7 | 66 | 74.1 | 67.7 | 59.4 | 37.6 | 36.3 | 47 | 54 | 47.1 | 40.7 | 27.2 | 25.1 | 33.9 | 40.8 | 34.1 | 30.2 | 22.9 | 20.8 | 27 | 34.5 | 27.6 | 23.6
725645 | Laramie General Brees Fie | Wyoming | -10.1 | -2.7 | Dry-Bulb (F) | 22.3 | 21.9 | 30 | 33.3 | 26.5 | 23.8 | 21.1 | 20.6 | 30.9 | 35.3 | 27.6 | 23 | 28.6 | 29.7 | 44.5 | 48.9 | 40 | 32.3 | 33.5 | 36 | 49 | 51.9 | 45.8 | 38 | 39.5 | 44.1 | 56.3 | 58.8 | 52.7 | 43.8 | 46.7 | 51.2 | 67.1 | 69.6 | 63.2 | 52.6 | 55.2 | 60.6 | 77.7 | 78.6 | 72.1 | 61.1 | 53.1 | 56.8 | 74.8 | 77.8 | 70.5 | 58.3 | 47.2 | 49.1 | 62.9 | 66.3 | 58.1 | 49.5 | 35.7 | 35.2 | 49.7 | 53.2 | 43.4 | 37.2 | 29 | 29.1 | 37.7 | 40.2 | 31.8 | 28.9 | 21.4 | 21.5 | 27.3 | 30.3 | 23.8 | 21.9
725744 | Rock Springs AP | Wyoming | -6.4 | 0.3 | Dry-Bulb (F) | 20 | 19.1 | 25 | 29.6 | 25.6 | 21.9 | 22 | 20.4 | 25.8 | 31.4 | 28.8 | 25 | 27.4 | 25.8 | 33.6 | 40.6 | 36.2 | 30.8 | 34.2 | 35.2 | 44.1 | 49.1 | 45.1 | 38.2 | 42.5 | 43.1 | 54.9 | 59.2 | 55 | 47 | 52.4 | 54.3 | 68.2 | 74.3 | 69.9 | 59.1 | 56.9 | 58.5 | 74.1 | 79.2 | 74.1 | 63.9 | 55.4 | 54.9 | 71.5 | 77.5 | 72.7 | 62.1 | 45.8 | 46.5 | 59 | 66.8 | 61.5 | 51 | 38.5 | 38.2 | 49 | 56.3 | 50 | 42.2 | 26.5 | 25.3 | 32.6 | 38.1 | 31.9 | 28.5 | 18.9 | 17.8 | 24.1 | 29.4 | 23.2 | 20.5
726660 | Sheridan | Wyoming | -14.6 | -7.8 | Dry-Bulb (F) | 18.6 | 16.3 | 22.5 | 28.8 | 22 | 19.9 | 21.2 | 21.2 | 28.2 | 33.4 | 28.3 | 24.4 | 30.8 | 30.1 | 40.3 | 45.8 | 39.7 | 33.3 | 38.9 | 39.6 | 52.6 | 57.9 | 51.9 | 41.9 | 45.3 | 48.4 | 60.3 | 64.5 | 58.7 | 49.6 | 50.8 | 55.7 | 68.9 | 73.1 | 66.8 | 56.8 | 60.4 | 63.9 | 78.5 | 84.4 | 77.7 | 66.7 | 59.1 | 60.7 | 77 | 83.7 | 76.1 | 64.1 | 49 | 50.2 | 64.9 | 69.8 | 61.2 | 52 | 39.2 | 38.9 | 50 | 54.1 | 44.5 | 40.9 | 32.7 | 33.1 | 41.5 | 46.5 | 38.3 | 33.5 | 22.9 | 22.8 | 29 | 33.5 | 25 | 23.7
726665 | Worland Municipal | Wyoming | -20.4 | -11.8 | Dry-Bulb (F) | 13.6 | 11.6 | 20.5 | 32.1 | 23.4 | 17.6 | 17.3 | 17.4 | 25.9 | 34.3 | 29.1 | 22.2 | 29 | 27.7 | 41.4 | 49.3 | 43.2 | 34.5 | 38.6 | 38.4 | 50.9 | 57.4 | 52 | 42.9 | 46.3 | 47.6 | 58 | 63.4 | 60.5 | 51.9 | 53.3 | 55.5 | 69.7 | 76.6 | 72.1 | 60.2 | 59.5 | 60.7 | 76.1 | 83.7 | 78.8 | 67.9 | 61.8 | 61.2 | 79.3 | 89.1 | 82.4 | 70.5 | 50.8 | 50.5 | 66.8 | 76.8 | 68.7 | 57.4 | 38.9 | 37.5 | 49.8 | 58.8 | 50.6 | 41.8 | 26.5 | 25.6 | 36.7 | 45 | 34.6 | 29.1 | 14.6 | 12.8 | 20.8 | 29.3 | 22.5 | 17.7
718010 | St John's | CAN - NF | 3.02 | 6.62 | Dry-Bulb (F) | 24.62 | 25.52 | 27.86 | 27.815 | 25.97 | 24.89 | 20.66 | 21.155 | 23.855 | 24.53 | 21.74 | 20.885 | 26.24 | 26.375 | 30.155 | 31.235 | 28.49 | 26.78 | 31.145 | 32.54 | 36.32 | 37.535 | 34.43 | 32.09 | 37.85 | 39.65 | 44.645 | 47.3 | 43.7 | 39.92 | 48.56 | 50.225 | 55.49 | 57.155 | 52.79 | 49.73 | 54.995 | 56.66 | 62.375 | 64.31 | 59.855 | 55.895 | 55.4 | 56.57 | 61.205 | 63.005 | 58.82 | 56.12 | 50 | 51.215 | 55.31 | 56.57 | 52.025 | 50.315 | 42.08 | 42.44 | 45.86 | 46.625 | 43.835 | 42.665 | 35.51 | 35.15 | 37.76 | 38.12 | 36.005 | 35.555 | 27.86 | 27.5 | 29.075 | 29.345 | 28.445 | 28.085
718770 | Calgary Int'l | CAN - AB | -20.56 | -15.16 | Dry-Bulb (F) | 15.035 | 15.125 | 18.365 | 23.09 | 17.42 | 14.81 | 17.78 | 16.79 | 20.885 | 25.61 | 21.965 | 19.4 | 20.975 | 20.84 | 26.87 | 31.46 | 27.95 | 23.045 | 32.945 | 32.225 | 42.26 | 47.885 | 45.365 | 37.49 | 40.505 | 42.17 | 52.025 | 56.93 | 55.535 | 46.265 | 50.36 | 51.665 | 61.655 | 66.29 | 64.085 | 55.715 | 54.14 | 55.535 | 66.065 | 70.565 | 68.45 | 59.27 | 52.925 | 53.015 | 64.22 | 70.16 | 67.235 | 57.785 | 43.43 | 43.16 | 54.23 | 59.675 | 55.13 | 46.715 | 36.815 | 35.915 | 45.95 | 51.665 | 45.635 | 39.38 | 22.91 | 21.38 | 26.24 | 31.775 | 26.87 | 23.9 | 15.53 | 16.88 | 18.95 | 22.55 | 17.825 | 15.485
711230 | Edmonton Stony Plain | CAN - AB | -27.04 | -21.28 | Dry-Bulb (F) | 9.005 | 8.735 | 10.895 | 14.9 | 11.12 | 9.5 | 10.895 | 11.975 | 16.025 | 22.145 | 17.465 | 12.245 | 23.18 | 22.055 | 28.445 | 34.115 | 29.885 | 25.205 | 33.125 | 32.945 | 41.495 | 46.355 | 43.565 | 36.185 | 42.575 | 45.095 | 55.535 | 60.08 | 57.605 | 48.47 | 50.36 | 52.745 | 61.25 | 65.615 | 63.635 | 54.5 | 52.205 | 54.545 | 64.175 | 68.225 | 65.975 | 56.165 | 51.44 | 51.8 | 60.845 | 67.055 | 64.355 | 55.265 | 41.135 | 41.45 | 51.44 | 56.615 | 51.755 | 43.7 | 33.17 | 31.91 | 41.99 | 47.75 | 39.875 | 35.33 | 19.49 | 18.23 | 21.38 | 24.44 | 20.03 | 18.59 | 13.505 | 13.505 | 16.835 | 19.625 | 15.8 | 14.27
718960 | Prince George | CAN - BC | -25.24 | -16.96 | Dry-Bulb (F) | 11.84 | 10.355 | 12.2 | 15.71 | 13.46 | 12.155 | 20.21 | 19.13 | 22.73 | 27.635 | 24.08 | 20.705 | 28.94 | 28.22 | 32.99 | 37.58 | 34.34 | 31.19 | 34.88 | 34.745 | 44.105 | 48.74 | 45.815 | 37.94 | 41.99 | 44.465 | 54.365 | 58.865 | 55.13 | 47.12 | 46.805 | 49.685 | 59.225 | 63.815 | 61.79 | 52.79 | 50.225 | 52.655 | 61.25 | 65.525 | 63.68 | 54.86 | 51.575 | 52.25 | 62.87 | 68.54 | 65.075 | 56.255 | 46.22 | 45.41 | 53.375 | 60.44 | 55.22 | 48.38 | 37.31 | 35.78 | 42.485 | 47.66 | 42.125 | 38.03 | 26.33 | 24.575 | 28.445 | 31.46 | 28.31 | 26.915 | 20.3 | 20.03 | 21.335 | 23.675 | 21.11 | 19.67
718920 | Vancouver Int'l | CAN - BC | 19.4 | 23.9 | Dry-Bulb (F) | 36.005 | 35.825 | 38.48 | 40.91 | 38.435 | 36.86 | 38.255 | 37.985 | 42.62 | 45.41 | 42.53 | 40.19 | 39.38 | 39.335 | 44.78 | 48.155 | 44.78 | 41.36 | 42.8 | 43.655 | 49.91 | 52.25 | 50.81 | 46.4 | 48.38 | 49.955 | 54.95 | 58.19 | 56.795 | 51.485 | 54.095 | 55.535 | 60.8 | 64.085 | 62.555 | 57.515 | 56.03 | 58.055 | 64.67 | 69.395 | 67.595 | 59.675 | 57.605 | 58.595 | 65.525 | 68.45 | 65.84 | 60.395 | 52.565 | 52.475 | 58.91 | 62.24 | 59.27 | 55.22 | 47.66 | 47.435 | 51.575 | 52.88 | 50.315 | 48.335 | 39.65 | 38.75 | 42.755 | 44.825 | 42.395 | 40.595 | 37.805 | 37.265 | 39.02 | 40.505 | 38.705 | 37.85
718520 | Winnipeg Int'l | CAN - MB | -25.96 | -22.36 | Dry-Bulb (F) | 0.41 | -2.245 | -0.805 | 3.38 | 2.345 | 1.94 | 3.38 | 1.58 | 5.315 | 11.165 | 9.95 | 6.035 | 15.08 | 14.27 | 20.345 | 25.79 | 23.315 | 18.41 | 32.045 | 31.955 | 42.62 | 48.2 | 45.725 | 37.265 | 42.98 | 45.05 | 56.75 | 61.655 | 59.27 | 48.785 | 54.725 | 56.75 | 65.66 | 70.07 | 67.685 | 59.27 | 60.845 | 62.42 | 72.275 | 77 | 74.885 | 65.75 | 57.245 | 57.785 | 69.395 | 75.47 | 71.735 | 61.52 | 48.2 | 47.255 | 57.335 | 62.555 | 58.1 | 51.17 | 37.49 | 35.51 | 45.005 | 51.125 | 44.96 | 39.29 | 21.83 | 20.705 | 23.855 | 27.905 | 25.25 | 22.325 | 4.82 | 4.145 | 6.35 | 9.815 | 7.925 | 7.115
716090 | Saint John | CAN - NB | -7.96 | -3.64 | Dry-Bulb (F) | 17.105 | 15.755 | 18.59 | 22.37 | 20.3 | 17.825 | 16.115 | 16.7 | 22.82 | 26.6 | 23.18 | 17.42 | 24.215 | 22.775 | 28.94 | 32.765 | 30.38 | 26.645 | 33.35 | 33.485 | 41.315 | 44.87 | 41.225 | 35.69 | 42.71 | 44.465 | 52.115 | 54.725 | 50.945 | 45.05 | 50.585 | 51.935 | 59.405 | 62.645 | 58.82 | 53.33 | 55.445 | 56.885 | 65.255 | 69.125 | 64.535 | 58.415 | 55.58 | 56.48 | 64.58 | 68.18 | 64.265 | 58.01 | 50.315 | 50.36 | 59.45 | 62.69 | 58.46 | 52.925 | 43.295 | 43.16 | 48.47 | 51.395 | 47.705 | 44.465 | 34.34 | 33.44 | 37.805 | 40.325 | 37.175 | 34.655 | 21.65 | 20.84 | 23.72 | 27.14 | 24.845 | 23.405
717070 | Sydney | CAN - NS | -0.94 | 3.2 | Dry-Bulb (F) | 21.335 | 20.435 | 23.675 | 25.205 | 22.55 | 21.605 | 18.275 | 17.6 | 21.74 | 23.45 | 21.2 | 19.4 | 24.305 | 24.26 | 27.905 | 29.21 | 27.275 | 25.7 | 32.135 | 32.855 | 38.795 | 40.64 | 36.23 | 33.44 | 39.965 | 42.08 | 50 | 51.8 | 46.13 | 41.45 | 48.92 | 52.205 | 59.045 | 60.035 | 55.715 | 50.09 | 57.29 | 60.17 | 68.45 | 70.745 | 66.065 | 58.82 | 57.785 | 59.9 | 68 | 69.575 | 64.22 | 59.135 | 50.72 | 52.43 | 59.945 | 61.16 | 56.075 | 51.98 | 45.815 | 45.32 | 50.18 | 51.44 | 47.795 | 46.4 | 36.14 | 35.87 | 39.425 | 39.875 | 36.815 | 35.96 | 27.455 | 27.275 | 29.885 | 30.65 | 27.86 | 27.455
716280 | Ottawa Int'l | CAN - ON | -12.1 | -7.24 | Dry-Bulb (F) | 10.085 | 8.465 | 10.355 | 14.135 | 13.775 | 10.94 | 12.965 | 10.67 | 14.18 | 19.67 | 18.14 | 15.71 | 25.205 | 23.27 | 28.04 | 33.08 | 31.82 | 28.265 | 36.365 | 35.915 | 43.745 | 48.83 | 46.535 | 41 | 47.48 | 47.93 | 56.615 | 60.71 | 58.415 | 52.07 | 56.795 | 58.37 | 67.28 | 72.455 | 69.8 | 62.24 | 62.15 | 63.23 | 70.97 | 75.335 | 73.31 | 66.335 | 60.845 | 60.755 | 69.305 | 73.715 | 70.88 | 64.85 | 52.16 | 51.575 | 60.395 | 64.76 | 61.115 | 55.76 | 42.125 | 40.415 | 47.12 | 50.675 | 47.39 | 43.925 | 32.54 | 31.775 | 35.105 | 37.985 | 34.88 | 32.675 | 16.7 | 15.89 | 19.175 | 22.64 | 19.895 | 17.915
717490 | Thunder Bay | CAN - ON | -22.36 | -17.14 | Dry-Bulb (F) | 0.23 | -1.615 | 1.085 | 9.5 | 8.375 | 3.875 | 7.925 | 4.46 | 9.905 | 21.065 | 20.12 | 12.92 | 17.51 | 15.125 | 20.525 | 27.5 | 26.6 | 21.29 | 29.615 | 28.85 | 37.22 | 42.17 | 40.595 | 33.845 | 42.215 | 43.025 | 53.42 | 58.1 | 55.625 | 47.12 | 48.74 | 49.91 | 61.16 | 66.56 | 64.445 | 53.645 | 56.57 | 57.2 | 68.045 | 72.905 | 70.88 | 61.34 | 54.14 | 53.6 | 64.175 | 69.665 | 67.28 | 58.145 | 45.95 | 45.455 | 54.59 | 59.81 | 56.75 | 48.38 | 38.84 | 38.12 | 44.285 | 48.47 | 44.915 | 40.46 | 26.69 | 25.43 | 29.3 | 34.52 | 30.965 | 27.005 | 11.165 | 9.95 | 11.165 | 16.52 | 14.45 | 12.38
716240 | Toronto Int'l | CAN - ON | -2.92 | 1.94 | Dry-Bulb (F) | 18.95 | 19.49 | 21.785 | 25.34 | 23 | 20.795 | 20.03 | 19.22 | 22.01 | 25.52 | 23.045 | 20.525 | 27.995 | 26.915 | 32.045 | 35.285 | 32.855 | 29.435 | 37.355 | 37.22 | 44.78 | 48.425 | 45.5 | 40.46 | 45.86 | 47.12 | 57.11 | 62.015 | 58.19 | 50.855 | 55.13 | 58.145 | 68.855 | 72.41 | 68.585 | 59.99 | 61.925 | 64.31 | 73.805 | 77.45 | 73.625 | 65.615 | 61.16 | 62.15 | 72.005 | 74.525 | 71.15 | 65.3 | 53.6 | 53.15 | 62.42 | 66.245 | 61.88 | 56.705 | 42.89 | 42.53 | 49.91 | 53.645 | 49.46 | 44.87 | 36.545 | 36.365 | 38.975 | 41.09 | 38.975 | 37.715 | 26.15 | 25.295 | 27.86 | 31.28 | 28.58 | 26.33
717060 | Charlottetown CDA | CAN - PE | -5.26 | -1.48 | Dry-Bulb (F) | 17.825 | 16.43 | 17.96 | 20.615 | 19.895 | 18.86 | 18.095 | 17.69 | 20.39 | 23.045 | 20.66 | 19.175 | 23.63 | 22.595 | 26.375 | 29.12 | 27.455 | 25.295 | 33.665 | 33.845 | 38.48 | 41.585 | 39.02 | 35.78 | 42.485 | 44.375 | 51.8 | 54.86 | 50.63 | 44.6 | 53.105 | 54.725 | 60.17 | 62.6 | 59.405 | 54.86 | 59.315 | 60.53 | 67.145 | 70.16 | 67.82 | 62.015 | 59.54 | 60.575 | 67.73 | 70.52 | 67.28 | 61.745 | 53.24 | 54.05 | 61.07 | 63.545 | 58.91 | 54.545 | 43.295 | 43.43 | 48.2 | 49.82 | 46.175 | 44.24 | 36.23 | 36.32 | 39.38 | 40.73 | 37.49 | 36.41 | 22.775 | 22.145 | 23.99 | 25.385 | 24.215 | 23.045
716270 | Montreal Int'l | CAN - PQ | -11.2 | -6.7 | Dry-Bulb (F) | 13.73 | 12.335 | 13.55 | 16.385 | 15.53 | 14.36 | 13.1 | 11.39 | 14.855 | 19.265 | 17.015 | 14.45 | 24.215 | 22.19 | 27.05 | 31.505 | 30.38 | 27.41 | 38.615 | 39.065 | 45.59 | 49.505 | 47.21 | 42.08 | 49.505 | 50.18 | 57.83 | 62.42 | 59.63 | 53.33 | 57.92 | 59.81 | 67.955 | 72.32 | 69.71 | 62.6 | 63.005 | 64.715 | 71.51 | 74.975 | 72.23 | 66.2 | 62.465 | 62.825 | 69.98 | 74.75 | 71.87 | 66.02 | 53.33 | 53.285 | 61.25 | 64.985 | 60.665 | 56.39 | 44.015 | 43.61 | 49.28 | 51.935 | 47.435 | 44.825 | 34.385 | 33.98 | 38.3 | 40.37 | 37.535 | 35.6 | 18.59 | 17.465 | 19.355 | 21.47 | 21.245 | 20.255
71612 | Montreal Jean Brebeuf | CAN - PQ | -17.14 | -14.26 | Dry-Bulb (F) | 11.66 | 10.715 | 12.785 | 15.935 | 14.81 | 12.83 | 13.055 | 11.39 | 14.855 | 19.265 | 17.06 | 14.45 | 23.315 | 22.235 | 26.42 | 29.75 | 28.31 | 25.16 | 36.725 | 36.77 | 42.845 | 46.67 | 44.6 | 40.1 | 49.1 | 50.135 | 57.2 | 61.34 | 59.54 | 53.6 | 59.36 | 61.34 | 68.585 | 72.185 | 68.495 | 62.6 | 62.735 | 64.58 | 72.41 | 76.505 | 72.77 | 66.38 | 62.15 | 62.825 | 69.8 | 73.805 | 70.025 | 64.67 | 53.24 | 53.285 | 61.25 | 64.985 | 60.665 | 56.255 | 42.755 | 42.395 | 48.605 | 51.305 | 46.535 | 43.97 | 33.125 | 32.225 | 34.79 | 36.905 | 34.925 | 32.63 | 18.5 | 17.51 | 19.355 | 21.47 | 21.245 | 20.12
716278 | Montreal Mirabel | CAN - PQ | -19.3 | -16.42 | Dry-Bulb (F) | 4.955 | 3.965 | 6.62 | 10.22 | 8.6 | 7.07 | 16.205 | 14.765 | 19.355 | 23.945 | 21.785 | 18.455 | 22.235 | 20.93 | 27.05 | 31.865 | 29.48 | 25.79 | 36.59 | 37.22 | 45.095 | 49.055 | 46.04 | 40.055 | 47.075 | 48.785 | 57.38 | 61.97 | 58.91 | 51.755 | 55.085 | 58.055 | 66.605 | 70.115 | 65.75 | 59.495 | 60.575 | 62.375 | 70.655 | 74.525 | 70.88 | 63.68 | 57.74 | 59.18 | 67.775 | 71.105 | 67.01 | 60.665 | 49.28 | 49.55 | 59.99 | 63.86 | 58.325 | 52.115 | 39.875 | 39.785 | 47.435 | 50.315 | 45.185 | 41.495 | 31.82 | 31.235 | 34.565 | 36.005 | 33.44 | 32.18 | 13.685 | 13.01 | 15.26 | 17.51 | 15.53 | 14.18
717080 | Quebec City | CAN - PQ | -15.52 | -11.02 | Dry-Bulb (F) | 9.365 | 8.24 | 11.66 | 14.855 | 12.29 | 10.76 | 10.985 | 10.31 | 14.18 | 17.42 | 14.495 | 12.47 | 21.605 | 20.345 | 26.285 | 29.525 | 27.41 | 24.17 | 32.36 | 33.125 | 41.585 | 45.905 | 41.54 | 35.96 | 44.69 | 46.625 | 55.895 | 60.755 | 57.335 | 49.505 | 53.915 | 56.57 | 64.625 | 68.54 | 65.345 | 58.37 | 60.215 | 62.96 | 71.015 | 74.21 | 69.89 | 63.5 | 59.315 | 59.675 | 67.235 | 71.42 | 67.505 | 61.88 | 49.505 | 49.64 | 58.1 | 62.825 | 58.28 | 52.7 | 41.54 | 41.45 | 46.76 | 50.045 | 45.725 | 43.115 | 30.38 | 30.02 | 33.26 | 34.79 | 31.64 | 29.975 | 17.33 | 16.115 | 19.31 | 22.19 | 20.39 | 18.86
716100 | Sherbrooke | CAN - PQ | -20.2 | -14.08 | Dry-Bulb (F) | 11.975 | 11.795 | 15.755 | 18.32 | 14.27 | 12.245 | 9.95 | 8.78 | 16.43 | 21.875 | 17.51 | 12.515 | 21.11 | 20.255 | 27.365 | 31.325 | 28.895 | 24.395 | 32.495 | 34.25 | 43.565 | 46.985 | 42.665 | 35.555 | 43.835 | 46.58 | 56.57 | 61.295 | 57.605 | 48.605 | 52.745 | 56.885 | 66.56 | 69.305 | 65.66 | 55.85 | 56.39 | 60.035 | 69.8 | 72.995 | 68.72 | 60.305 | 55.895 | 57.74 | 66.695 | 69.395 | 64.805 | 57.785 | 46.67 | 47.93 | 58.145 | 61.79 | 54.365 | 48.74 | 37.76 | 37.04 | 47.435 | 51.125 | 44.825 | 40.235 | 28.085 | 27.86 | 32.72 | 34.745 | 30.515 | 28.265 | 14.36 | 14.36 | 18.14 | 19.76 | 17.24 | 15.71
718630 | Regina | CAN - SK | -29.38 | -23.98 | Dry-Bulb (F) | 0.455 | -2.245 | 1.445 | 9.41 | 6.98 | 3.11 | 6.935 | 6.35 | 11.975 | 18.41 | 14.9 | 10.31 | 16.655 | 16.25 | 20.3 | 24.53 | 23.54 | 19.49 | 32.045 | 30.695 | 37.94 | 44.96 | 44.06 | 36.95 | 43.79 | 47.75 | 58.955 | 63.59 | 59.72 | 49.145 | 53.42 | 53.555 | 63.995 | 69.8 | 69.575 | 60.125 | 57.515 | 57.56 | 69.71 | 76.1 | 75.425 | 64.985 | 54.14 | 53.195 | 66.425 | 74.03 | 72.23 | 61.52 | 44.555 | 43.07 | 53.87 | 60.8 | 57.695 | 49.19 | 34.52 | 32.18 | 40.55 | 48.47 | 44.06 | 36.995 | 21.02 | 20.165 | 22.46 | 27.545 | 25.07 | 22.64 | 10.58 | 9.635 | 11.615 | 15.845 | 13.325 | 10.625
718660 | Saskatoon | CAN - SK | -31.36 | -25.96 | Dry-Bulb (F) | 2.66 | 2.39 | 2.21 | 6.575 | 5.855 | 4.28 | 5.99 | 5.045 | 9.23 | 14.45 | 11.165 | 8.24 | 14.81 | 13.01 | 16.655 | 23.045 | 22.055 | 18.275 | 32.18 | 32.945 | 42.485 | 47.075 | 42.845 | 35.825 | 42.17 | 45.5 | 58.505 | 63.815 | 60.485 | 49.28 | 53.735 | 53.69 | 62.87 | 68.765 | 67.865 | 59.54 | 57.065 | 56.885 | 68.72 | 74.705 | 73.94 | 63.725 | 55.31 | 54.365 | 63.68 | 69.125 | 67.73 | 59.765 | 43.745 | 43.88 | 55.535 | 60.53 | 54.815 | 46.85 | 35.825 | 33.98 | 40.235 | 49.91 | 46.085 | 39.02 | 18.5 | 17.78 | 23.45 | 27.905 | 21.515 | 18.95 | 5.09 | 4.19 | 6.215 | 12.02 | 9.14 | 6.8